{"text_format":"3","workbook":"xlsx","n_sheets":4,"sheets":["中选部件目录","规格型号目录","企业未标识产品","Sheet1"],"not_rendered":{"external_links":1,"defined_names":3,"comments":1},"read":"whole","date_system":"1900"}

{"sheet":"中选部件目录","index":0,"n_rows":289,"n_cols":15,"rows_kept":289}
["部件编号","产品系统编号","产品系统名称","产品系统类别","申报企业","所选医疗器械注册人","部件名称","医疗器械注册证号","注册证名称","老版（旧）医疗器械注册证号","医疗器械注册证有效期","部件材质","备注","计价单位","中选价格"]
[1,"J01130001","美格真四级纯钛种植体系统","四级纯钛种植体产品系统","宁波美格真医疗器械有限公司","韩国美格真种植体有限公司MegaGen Implant Co.,Ltd.","修复基台（单牙）","国械注进20143635021","种植体、基台及配件EZ Plus Internal Implant System",null,"2023-05-03","包含注册证下相关部件纯钛或钛合金材质","适用于单牙种植修复基台、材质为纯钛或钛合金","个",100]
[2,"J01130001","美格真四级纯钛种植体系统","四级纯钛种植体产品系统","宁波美格真医疗器械有限公司","韩国美格真种植体有限公司MegaGen Implant Co.,Ltd.","愈合基台","国械注进20143635021","种植体、基台及配件EZ Plus Internal Implant System",null,"2023-05-03","包含注册证下相关部件所有材质","不区分材质","个",50]
[3,"J01130001","美格真四级纯钛种植体系统","四级纯钛种植体产品系统","宁波美格真医疗器械有限公司","韩国美格真种植体有限公司MegaGen Implant Co.,Ltd.","种植体替代体","国械备20181320号","替代体 Lab Analog",null,"2099-12-31","包含注册证下相关部件所有材质","不区分材质","个",40]
[4,"J01130001","美格真四级纯钛种植体系统","四级纯钛种植体产品系统","宁波美格真医疗器械有限公司","韩国美格真种植体有限公司MegaGen Implant Co.,Ltd.","转移杆","国械备20170348号","转移帽 Impression coping",null,"2099-12-31","包含注册证下相关部件所有材质","不区分材质","个",70]
[5,"J01130001","美格真四级纯钛种植体系统","四级纯钛种植体产品系统","宁波美格真医疗器械有限公司","韩国美格真种植体有限公司MegaGen Implant Co.,Ltd.","修复基台（单牙）","国械注进20203170134","基台及配件 Abutment and Component",null,"2025-03-29","包含注册证下相关部件纯钛或钛合金材质","适用于单牙种植修复基台、材质为纯钛或钛合金","个",100]
[6,"J01130001","美格真四级纯钛种植体系统","四级纯钛种植体产品系统","宁波美格真医疗器械有限公司","韩国美格真种植体有限公司MegaGen Implant Co.,Ltd.","修复基台（单牙）","国械注进20163172214","基台及配件 AnyRidge Abutment and Component","国械注进20163632214","2026-02-04","包含注册证下相关部件纯钛或钛合金材质","适用于单牙种植修复基台、材质为纯钛或钛合金","个",100]
[7,"J01130001","美格真四级纯钛种植体系统","四级纯钛种植体产品系统","宁波美格真医疗器械有限公司","韩国美格真种植体有限公司MegaGen Implant Co.,Ltd.","种植体（含覆盖螺丝）","国械注进20193170358","种植体系统 Internal Fixture",null,"2024-07-11","四级纯钛","不含临时种植体、穿颧种植体和一段式种植体。","个",650]
[8,"J01130001","美格真四级纯钛种植体系统","四级纯钛种植体产品系统","宁波美格真医疗器械有限公司","韩国美格真种植体有限公司MegaGen Implant Co.,Ltd.","愈合基台","国械注进20173175191","愈合基台及配件 AnyRidge Healing Abutment and Component","国械注进20173635191","2026-08-26","包含注册证下相关部件所有材质","不区分材质","个",50]
[9,"J01130001","美格真四级纯钛种植体系统","四级纯钛种植体产品系统","宁波美格真医疗器械有限公司","韩国美格真种植体有限公司MegaGen Implant Co.,Ltd.","愈合基台","国械注进20173175190","愈合基台及配件 AnyOne Healing Abutment and Component","国械注进20173635190","2026-09-06","包含注册证下相关部件所有材质","不区分材质","个",50]
[10,"J01130001","美格真四级纯钛种植体系统","四级纯钛种植体产品系统","宁波美格真医疗器械有限公司","韩国美格真种植体有限公司MegaGen Implant Co.,Ltd.","种植体（含覆盖螺丝）","国械注进20143635021","种植体、基台及配件EZ Plus Internal Implant System",null,"2023-05-03","四级纯钛","不含临时种植体、穿颧种植体和一段式种植体。","个",650]
[11,"J01150001","TS SA种植体系统","四级纯钛种植体产品系统","奥齿泰（北京）商贸有限公司","奥齿泰种植体有限责任公司Osstem Implant Co.,Ltd.","修复基台（单牙）","国械注进20163172514","基台系统Port Abutment System & OssBuilder Components",null,"2025-11-26","包含注册证下相关部件纯钛或钛合金材质","适用于单牙种植修复基台、材质为纯钛或钛合金","个",106]
[12,"J01150001","TS SA种植体系统","四级纯钛种植体产品系统","奥齿泰（北京）商贸有限公司","奥齿泰种植体有限责任公司Osstem Implant Co.,Ltd.","种植体（含覆盖螺丝）","国械注进20153172257","种植体系统OsstemImplant System","国械注进20153632257","2025-07-09","四级纯钛","不含临时种植体、穿颧种植体和一段式种植体。","个",585]
[13,"J01150001","TS SA种植体系统","四级纯钛种植体产品系统","奥齿泰（北京）商贸有限公司","奥齿泰种植体有限责任公司Osstem Implant Co.,Ltd.","修复基台（单牙）","国械注进20153171160","基台系统 TiN Coating Abutment System","国械注进20153631160","2024-10-08","包含注册证下相关部件纯钛或钛合金材质","适用于单牙种植修复基台、材质为纯钛或钛合金","个",106]
[14,"J01150001","TS SA种植体系统","四级纯钛种植体产品系统","奥齿泰（北京）商贸有限公司","奥齿泰种植体有限责任公司Osstem Implant Co.,Ltd.","愈合基台","国械注进20153171162","基台系统 Non-coating Abutment System","国械注进20153631162","2024-12-01","包含注册证下相关部件所有材质","不区分材质","个",27]
[15,"J01150001","TS SA种植体系统","四级纯钛种植体产品系统","奥齿泰（北京）商贸有限公司","奥齿泰种植体有限责任公司Osstem Implant Co.,Ltd.","种植体替代体","国械备20181194号","替代体 Lab Analog",null,"2099-12-31","包含注册证下相关部件所有材质","不区分材质","个",22]
[16,"J01150001","TS SA种植体系统","四级纯钛种植体产品系统","奥齿泰（北京）商贸有限公司","奥齿泰种植体有限责任公司Osstem Implant Co.,Ltd.","种植体（含覆盖螺丝）","国械注进20163172518","种植体系统TS SA Implant","国械注进20163632518","2026-01-19","四级纯钛","不含临时种植体、穿颧种植体和一段式种植体。","个",585]
[17,"J01150001","TS SA种植体系统","四级纯钛种植体产品系统","奥齿泰（北京）商贸有限公司","奥齿泰种植体有限责任公司Osstem Implant Co.,Ltd.","种植体（含覆盖螺丝）","国械注进20163171541","纯钛人工牙种植体及附件 SS SA Implant","国械注进20163631541","2026-04-13","四级纯钛","不含临时种植体、穿颧种植体和一段式种植体。","个",585]
[18,"J01150001","TS SA种植体系统","四级纯钛种植体产品系统","奥齿泰（北京）商贸有限公司","奥齿泰种植体有限责任公司Osstem Implant Co.,Ltd.","转移杆","国械备20160086号","转移帽 Impression Coping",null,"2099-12-31","包含注册证下相关部件所有材质","不区分材质","个",31]
[19,"J01150001","TS SA种植体系统","四级纯钛种植体产品系统","奥齿泰（北京）商贸有限公司","奥齿泰种植体有限责任公司Osstem Implant Co.,Ltd.","愈合基台","国械注进20163172514","基台系统Port Abutment System & OssBuilder Components",null,"2025-11-26","包含注册证下相关部件所有材质","不区分材质","个",27]
[20,"J01150001","TS SA种植体系统","四级纯钛种植体产品系统","奥齿泰（北京）商贸有限公司","奥齿泰种植体有限责任公司Osstem Implant Co.,Ltd.","修复基台（单牙）","国械注进20153171162","基台系统 Non-coating Abutment System","国械注进20153631162","2024-12-01","包含注册证下相关部件纯钛或钛合金材质","适用于单牙种植修复基台、材质为纯钛或钛合金","个",106]
[21,"J01550001","登腾种植体系统","四级纯钛种植体产品系统","登腾（北京）医疗器械商贸有限公司","登腾株式会社Dentium Co.,Ltd.","种植体（含覆盖螺丝）","国械注进20163172232","牙科种植体","国械注进20163632232","2026-04-13","四级纯钛","不含临时种植体、穿颧种植体和一段式种植体。","个",495]
[22,"J01550001","登腾种植体系统","四级纯钛种植体产品系统","登腾（北京）医疗器械商贸有限公司","登腾株式会社Dentium Co.,Ltd.","修复基台（单牙）","国械注进20163172226","基台以及螺钉","国械注进20163632226","2026-03-14","包含注册证下相关部件纯钛或钛合金材质","适用于单牙种植修复基台、材质为纯钛或钛合金","个",120]
[23,"J01550001","登腾种植体系统","四级纯钛种植体产品系统","登腾（北京）医疗器械商贸有限公司","登腾株式会社Dentium Co.,Ltd.","修复基台（单牙）","国械注进20153172719","基台","国械注进20153632719","2025-06-29","包含注册证下相关部件纯钛或钛合金材质","适用于单牙种植修复基台、材质为纯钛或钛合金","个",120]
[24,"J01550001","登腾种植体系统","四级纯钛种植体产品系统","登腾（北京）医疗器械商贸有限公司","登腾株式会社Dentium Co.,Ltd.","愈合基台","国械注进20163172226","基台以及螺钉","国械注进20163632226","2026-03-14","包含注册证下相关部件所有材质","不区分材质","个",58]
[25,"J01550001","登腾种植体系统","四级纯钛种植体产品系统","登腾（北京）医疗器械商贸有限公司","登腾株式会社Dentium Co.,Ltd.","愈合基台","国械注进20153172719","基台","国械注进20153632719","2025-06-29","包含注册证下相关部件所有材质","不区分材质","个",58]
[26,"J01550001","登腾种植体系统","四级纯钛种植体产品系统","登腾（北京）医疗器械商贸有限公司","登腾株式会社Dentium Co.,Ltd.","种植体替代体","国械备20160482号","转移帽",null,"2099-12-31","包含注册证下相关部件所有材质","不区分材质","个",30]
[27,"J01550001","登腾种植体系统","四级纯钛种植体产品系统","登腾（北京）医疗器械商贸有限公司","登腾株式会社Dentium Co.,Ltd.","转移杆","国械备20160482号","转移帽",null,"2099-12-31","包含注册证下相关部件所有材质","不区分材质","个",67]
[28,"J01830001","韩国DIO种植系统","四级纯钛种植体产品系统","北京迪耀科贸有限公司","韩国迪耀株式会社DIO Corporation","种植体（含覆盖螺丝）","国械注进20153173909","种植体系统 UF Fixture","国械注进20153633909","2025-09-13","四级纯钛","不含临时种植体、穿颧种植体和一段式种植体。","个",630]
[29,"J01830001","韩国DIO种植系统","四级纯钛种植体产品系统","北京迪耀科贸有限公司","韩国迪耀株式会社DIO Corporation","修复基台（单牙）","国械注进20173637158","基台及附件",null,"2022-12-06","包含注册证下相关部件纯钛或钛合金材质","适用于单牙种植修复基台、材质为纯钛或钛合金","个",110]
[30,"J01830001","韩国DIO种植系统","四级纯钛种植体产品系统","北京迪耀科贸有限公司","韩国迪耀株式会社DIO Corporation","修复基台（单牙）","国械注进20173176519","基台及附件","国械注进20173636519","2027-08-15","包含注册证下相关部件纯钛或钛合金材质","适用于单牙种植修复基台、材质为纯钛或钛合金","个",110]
[31,"J01830001","韩国DIO种植系统","四级纯钛种植体产品系统","北京迪耀科贸有限公司","韩国迪耀株式会社DIO Corporation","修复基台（单牙）","国械注进20173170455","基台 DIO Implant","国械注进20173630455","2026-05-05","包含注册证下相关部件纯钛或钛合金材质","适用于单牙种植修复基台、材质为纯钛或钛合金","个",110]
[32,"J01830001","韩国DIO种植系统","四级纯钛种植体产品系统","北京迪耀科贸有限公司","韩国迪耀株式会社DIO Corporation","修复基台（单牙）","国械注进20163170688","基台及配件 UF（II）Abutment and accessories","国械注进20163630688","2026-01-17","包含注册证下相关部件纯钛或钛合金材质","适用于单牙种植修复基台、材质为纯钛或钛合金","个",110]
[33,"J01830001","韩国DIO种植系统","四级纯钛种植体产品系统","北京迪耀科贸有限公司","韩国迪耀株式会社DIO Corporation","种植体（含覆盖螺丝）","国械注进20183631572","种植体系统 Fixture for RBM Implant",null,"2023-01-15","四级纯钛","不含临时种植体、穿颧种植体和一段式种植体。","个",630]
[34,"J01830001","韩国DIO种植系统","四级纯钛种植体产品系统","北京迪耀科贸有限公司","韩国迪耀株式会社DIO Corporation","愈合基台","国械注进20173170455","基台 DIO Implant","国械注进20173630455","2026-05-05","包含注册证下相关部件所有材质","不区分材质","个",40]
[35,"J01830001","韩国DIO种植系统","四级纯钛种植体产品系统","北京迪耀科贸有限公司","韩国迪耀株式会社DIO Corporation","愈合基台","国械注进20163170688","基台及配件 UF（II）Abutment and accessories","国械注进20163630688","2026-01-17","包含注册证下相关部件所有材质","不区分材质","个",40]
[36,"J01830001","韩国DIO种植系统","四级纯钛种植体产品系统","北京迪耀科贸有限公司","韩国迪耀株式会社DIO Corporation","愈合基台","国械注进20173176519","基台及附件","国械注进20173636519","2027-08-15","包含注册证下相关部件所有材质","不区分材质","个",40]
[37,"J01830001","韩国DIO种植系统","四级纯钛种植体产品系统","北京迪耀科贸有限公司","韩国迪耀株式会社DIO Corporation","种植体替代体","国械备20161140号","转移帽 Impression Coping",null,"2099-12-31","包含注册证下相关部件所有材质","不区分材质","个",35]
[38,"J01830001","韩国DIO种植系统","四级纯钛种植体产品系统","北京迪耀科贸有限公司","韩国迪耀株式会社DIO Corporation","种植体替代体","国械备20140142","牙科种植体手术工具 Surgical Instruments for DIO Implant System",null,"2099-12-31","包含注册证下相关部件所有材质","不区分材质","个",35]
[39,"J01830001","韩国DIO种植系统","四级纯钛种植体产品系统","北京迪耀科贸有限公司","韩国迪耀株式会社DIO Corporation","修复基台（单牙）","国械注进20153173028","基台及附件 Abutment and Accessories","国械注进20153633028","2025-06-14","包含注册证下相关部件纯钛或钛合金材质","适用于单牙种植修复基台、材质为纯钛或钛合金","个",110]
[40,"J01830001","韩国DIO种植系统","四级纯钛种植体产品系统","北京迪耀科贸有限公司","韩国迪耀株式会社DIO Corporation","修复基台（单牙）","国械注进20183632221","基台及附件DIO Implant","国食药监械（进）字2014第3633849号","2023-07-24","包含注册证下相关部件纯钛或钛合金材质","适用于单牙种植修复基台、材质为纯钛或钛合金","个",110]
[41,"J01830001","韩国DIO种植系统","四级纯钛种植体产品系统","北京迪耀科贸有限公司","韩国迪耀株式会社DIO Corporation","转移杆","国械备20170242号","牙科种植体器械包",null,"2099-12-31","包含注册证下相关部件所有材质","不区分材质","个",50]
[42,"J01830001","韩国DIO种植系统","四级纯钛种植体产品系统","北京迪耀科贸有限公司","韩国迪耀株式会社DIO Corporation","转移杆","国械备20161140号","转移帽 Impression Coping",null,"2099-12-31","包含注册证下相关部件所有材质","不区分材质","个",50]
[43,"J01830001","韩国DIO种植系统","四级纯钛种植体产品系统","北京迪耀科贸有限公司","韩国迪耀株式会社DIO Corporation","转移杆","国械备20140142","牙科种植体手术工具 Surgical Instruments for DIO Implant System",null,"2099-12-31","包含注册证下相关部件所有材质","不区分材质","个",50]
[44,"J01830001","韩国DIO种植系统","四级纯钛种植体产品系统","北京迪耀科贸有限公司","韩国迪耀株式会社DIO Corporation","愈合基台","国械注进20193170529","基台及附件Multi-unit Abutment",null,"2024-10-31","包含注册证下相关部件所有材质","不区分材质","个",40]
[45,"J01900001","登特司 DENTIS","四级纯钛种植体产品系统","西诺医疗器械集团有限公司","登特司有限公司Dentis Co.，Ltd.","种植体（含覆盖螺丝）","国械注进20153173616","牙科种植体","国械注进20153633616","2025-11-26","四级纯钛","不含临时种植体、穿颧种植体和一段式种植体。","个",390]
[46,"J01900001","登特司 DENTIS","四级纯钛种植体产品系统","西诺医疗器械集团有限公司","登特司有限公司Dentis Co.，Ltd.","修复基台（单牙）","国械注进20153173620","基台及附件","国械注进20153633620","2025-09-02","包含注册证下相关部件纯钛或钛合金材质","适用于单牙种植修复基台、材质为纯钛或钛合金","个",160]
[47,"J01900001","登特司 DENTIS","四级纯钛种植体产品系统","西诺医疗器械集团有限公司","登特司有限公司Dentis Co.，Ltd.","愈合基台","国械注进20153173620","基台及附件","国械注进20153633620","2025-09-02","包含注册证下相关部件所有材质","不区分材质","个",60]
[48,"J01900001","登特司 DENTIS","四级纯钛种植体产品系统","西诺医疗器械集团有限公司","登特司有限公司Dentis Co.，Ltd.","种植体替代体","国械备20160638号","位置定位器",null,"2099-12-31","包含注册证下相关部件所有材质","不区分材质","个",50]
[49,"J01900001","登特司 DENTIS","四级纯钛种植体产品系统","西诺医疗器械集团有限公司","登特司有限公司Dentis Co.，Ltd.","转移杆","国械备20160639号","转移帽",null,"2099-12-31","包含注册证下相关部件所有材质","不区分材质","个",50]
[50,"J01900001","登特司 DENTIS","四级纯钛种植体产品系统","西诺医疗器械集团有限公司","登特司有限公司Dentis Co.，Ltd.","转移杆","国械备20161044号","转移帽",null,"2099-12-31","包含注册证下相关部件所有材质","不区分材质","个",50]
[51,"J01940002","Nobel Biocare诺保内连接种植系统","四级纯钛种植体产品系统","诺保科商贸（上海）有限公司","诺贝尔生物公司Nobel Biocare AB","种植体（含覆盖螺丝）","国械注进20153173389","牙科种植体","国械注进20153633389","2025-08-17","四级纯钛","不含临时种植体、穿颧种植体和一段式种植体。","个",1350]
[52,"J01940002","Nobel Biocare诺保内连接种植系统","四级纯钛种植体产品系统","诺保科商贸（上海）有限公司","诺贝尔生物公司Nobel Biocare AB","种植体（含覆盖螺丝）","国械注进20153170003","牙科种植体 Dental Implant","国械注进20153630003","2024-05-04","四级纯钛","不含临时种植体、穿颧种植体和一段式种植体。","个",1350]
[53,"J01940002","Nobel Biocare诺保内连接种植系统","四级纯钛种植体产品系统","诺保科商贸（上海）有限公司","诺贝尔生物公司Nobel Biocare AB","修复基台（单牙）","国械注进20163172245","种植体配套用基台及螺丝","国械注进20163632245","2025-07-05","包含注册证下相关部件纯钛或钛合金材质","适用于单牙种植修复基台、材质为纯钛或钛合金","个",350]
[54,"J01940002","Nobel Biocare诺保内连接种植系统","四级纯钛种植体产品系统","诺保科商贸（上海）有限公司","诺贝尔生物公司Nobel Biocare AB","修复基台（单牙）","国械注进20163170082","种植体配套用基台及螺钉 Abutments and Screws for Implants","国械注进20163630082","2025-08-04","包含注册证下相关部件纯钛或钛合金材质","适用于单牙种植修复基台、材质为纯钛或钛合金","个",350]
[55,"J01940002","Nobel Biocare诺保内连接种植系统","四级纯钛种植体产品系统","诺保科商贸（上海）有限公司","诺贝尔生物公司Nobel Biocare AB","种植体替代体","国械备20181219号","替代体 Replicas",null,"2099-12-31","包含注册证下相关部件所有材质","不区分材质","个",50]
[56,"J01940002","Nobel Biocare诺保内连接种植系统","四级纯钛种植体产品系统","诺保科商贸（上海）有限公司","诺贝尔生物公司Nobel Biocare AB","转移杆","国械备20160363号","取模柱 Impression Copings",null,"2099-12-31","包含注册证下相关部件所有材质","不区分材质","个",55]
[57,"J01940002","Nobel Biocare诺保内连接种植系统","四级纯钛种植体产品系统","诺保科商贸（上海）有限公司","诺贝尔生物公司Nobel Biocare AB","愈合基台","国械注进20163172245","种植体配套用基台及螺丝","国械注进20163632245","2025-07-05","包含注册证下相关部件所有材质","不区分材质","个",50]
[58,"J01990001","ABT-经典种植系统","钛合金种植体产品系统","卡瓦盛邦（上海）牙科医疗器械有限公司","阿尔法生物科技有限公司Alpha-Bio Tec LTD.","种植体（含覆盖螺丝）","国械注进20163172635","牙科种植体Dental Implants","国械注进20163632635","2026-08-11","钛合金","不含临时种植体、穿颧种植体和一段式种植体。","个",610]
[59,"J01990001","ABT-经典种植系统","钛合金种植体产品系统","卡瓦盛邦（上海）牙科医疗器械有限公司","阿尔法生物科技有限公司Alpha-Bio Tec LTD.","修复基台（单牙）","国械注进20163170990","牙科基台Abutments","国械注进20163630990","2025-07-12","包含注册证下相关部件纯钛或钛合金材质","适用于单牙种植修复基台、材质为纯钛或钛合金","个",167]
[60,"J01990001","ABT-经典种植系统","钛合金种植体产品系统","卡瓦盛邦（上海）牙科医疗器械有限公司","阿尔法生物科技有限公司Alpha-Bio Tec LTD.","愈合基台","国械注进20163170990","牙科基台Abutments","国械注进20163630990","2025-07-12","包含注册证下相关部件所有材质","不区分材质","个",45]
[61,"J01990001","ABT-经典种植系统","钛合金种植体产品系统","卡瓦盛邦（上海）牙科医疗器械有限公司","阿尔法生物科技有限公司Alpha-Bio Tec LTD.","种植体替代体","国械备20140366","牙科种植定位器 Dental Implantation Locator",null,"2099-12-31","包含注册证下相关部件所有材质","不区分材质","个",36]
[62,"J01990001","ABT-经典种植系统","钛合金种植体产品系统","卡瓦盛邦（上海）牙科医疗器械有限公司","阿尔法生物科技有限公司Alpha-Bio Tec LTD.","转移杆","国械备20140366","牙科种植定位器 Dental Implantation Locator",null,"2099-12-31","包含注册证下相关部件所有材质","不区分材质","个",60]
[63,"J02630001","瑞士SIC种植产品系统","四级纯钛种植体产品系统","喜客医疗科技（上海）有限公司","喜客瑞士股份有限公司SIC invent AG","种植体（含覆盖螺丝）","国械注进20163170364","牙科种植体 Screw Implant","国械注进20163630364","2025-10-28","四级纯钛","不含临时种植体、穿颧种植体和一段式种植体。","个",685]
[64,"J02630001","瑞士SIC种植产品系统","四级纯钛种植体产品系统","喜客医疗科技（上海）有限公司","喜客瑞士股份有限公司SIC invent AG","修复基台（单牙）","国械注进20193171759","基台Abutment","国食药监械（进）字2014第3633412号","2024-03-03","包含注册证下相关部件纯钛或钛合金材质","适用于单牙种植修复基台、材质为纯钛或钛合金","个",114]
[65,"J02630001","瑞士SIC种植产品系统","四级纯钛种植体产品系统","喜客医疗科技（上海）有限公司","喜客瑞士股份有限公司SIC invent AG","愈合基台","国械注进20193171759","基台Abutment","国食药监械（进）字2014第3633412号","2024-03-03","包含注册证下相关部件所有材质","不区分材质","个",65]
[66,"J02630001","瑞士SIC种植产品系统","四级纯钛种植体产品系统","喜客医疗科技（上海）有限公司","喜客瑞士股份有限公司SIC invent AG","种植体替代体","国械备20190261号","替代体 Analog",null,"2099-12-31","包含注册证下相关部件所有材质","不区分材质","个",64]
[67,"J02630001","瑞士SIC种植产品系统","四级纯钛种植体产品系统","喜客医疗科技（上海）有限公司","喜客瑞士股份有限公司SIC invent AG","转移杆","国械备20170040号","转移帽 Transfer Abutment",null,"2099-12-31","包含注册证下相关部件所有材质","不区分材质","个",71]
[68,"J02730001","Anthogyr SAS 钛合金种植体系统","钛合金种植体产品系统","士卓曼（北京）医疗器械贸易有限公司","安卓健股份有限公司Anthogyr SAS","愈合基台","国械注进20153173914","覆盖螺帽 Healing Screw","国械注进20153633914","2024-09-08","包含注册证下相关部件所有材质","不区分材质","个",95]
[69,"J02730001","Anthogyr SAS 钛合金种植体系统","钛合金种植体产品系统","士卓曼（北京）医疗器械贸易有限公司","安卓健股份有限公司Anthogyr SAS","种植体（含覆盖螺丝）","国械注进20163170335","牙科种植体Dental Implant","国械注进20163630335","2026-01-27","钛合金","不含临时种植体、穿颧种植体和一段式种植体。","个",720]
[70,"J02730001","Anthogyr SAS 钛合金种植体系统","钛合金种植体产品系统","士卓曼（北京）医疗器械贸易有限公司","安卓健股份有限公司Anthogyr SAS","种植体（含覆盖螺丝）","国械注进20153172073","人工牙种植体Dental Implant","国械注进20153632073","2025-01-16","钛合金","不含临时种植体、穿颧种植体和一段式种植体。","个",720]
[71,"J02730001","Anthogyr SAS 钛合金种植体系统","钛合金种植体产品系统","士卓曼（北京）医疗器械贸易有限公司","安卓健股份有限公司Anthogyr SAS","种植体（含覆盖螺丝）","国械注进20153171463","人工牙种植体Dental Implant (titanium)","国械注进20153631463","2024-11-13","钛合金","不含临时种植体、穿颧种植体和一段式种植体。","个",720]
[72,"J02730001","Anthogyr SAS 钛合金种植体系统","钛合金种植体产品系统","士卓曼（北京）医疗器械贸易有限公司","安卓健股份有限公司Anthogyr SAS","修复基台（单牙）","国械注进20163173296","基台及配件 Prosthetic Piece（titanium）","国械注进20163633296","2026-05-05","包含注册证下相关部件纯钛或钛合金材质","适用于单牙种植修复基台、材质为纯钛或钛合金","个",320]
[73,"J02730001","Anthogyr SAS 钛合金种植体系统","钛合金种植体产品系统","士卓曼（北京）医疗器械贸易有限公司","安卓健股份有限公司Anthogyr SAS","修复基台（单牙）","国械注进20163170336","基台Abutments","国械注进20163630336","2025-01-13","包含注册证下相关部件纯钛或钛合金材质","适用于单牙种植修复基台、材质为纯钛或钛合金","个",320]
[74,"J02730001","Anthogyr SAS 钛合金种植体系统","钛合金种植体产品系统","士卓曼（北京）医疗器械贸易有限公司","安卓健股份有限公司Anthogyr SAS","修复基台（单牙）","国械注进20153172382","基台及配件Abutments","国械注进20153632382","2024-03-10","包含注册证下相关部件纯钛或钛合金材质","适用于单牙种植修复基台、材质为纯钛或钛合金","个",320]
[75,"J02730001","Anthogyr SAS 钛合金种植体系统","钛合金种植体产品系统","士卓曼（北京）医疗器械贸易有限公司","安卓健股份有限公司Anthogyr SAS","愈合基台","国械注进20163171287","基台及配件Prosthetic Piece","国械注进20163631287","2025-07-20","包含注册证下相关部件所有材质","不区分材质","个",95]
[76,"J02730001","Anthogyr SAS 钛合金种植体系统","钛合金种植体产品系统","士卓曼（北京）医疗器械贸易有限公司","安卓健股份有限公司Anthogyr SAS","种植体替代体","国械备20181132号","种植辅助材料 Analog and Castable coping",null,"2099-12-31","包含注册证下相关部件所有材质","不区分材质","个",98]
[77,"J02730001","Anthogyr SAS 钛合金种植体系统","钛合金种植体产品系统","士卓曼（北京）医疗器械贸易有限公司","安卓健股份有限公司Anthogyr SAS","转移杆","国械备20170216号","转移帽 TRANSFER AND SCREW",null,"2099-12-31","包含注册证下相关部件所有材质","不区分材质","个",110]
[78,"J02730003","Straumann 四级纯钛种植体系统","四级纯钛种植体产品系统","士卓曼（北京）医疗器械贸易有限公司","士卓曼研究院股份公司 Institut Straumann AG","种植体（含覆盖螺丝）","国械注进20153170691","牙科种植系统 Dental Implant System","国械注进20153630691","2024-03-10","四级纯钛","不含临时种植体、穿颧种植体和一段式种植体。","个",1298]
[79,"J02730003","Straumann 四级纯钛种植体系统","四级纯钛种植体产品系统","士卓曼（北京）医疗器械贸易有限公司","士卓曼研究院股份公司 Institut Straumann AG","修复基台（单牙）","国械注进20153170691","牙科种植系统 Dental Implant System","国械注进20153630691","2024-03-10","包含注册证下相关部件纯钛或钛合金材质","适用于单牙种植修复基台、材质为纯钛或钛合金","个",288]
[80,"J02730003","Straumann 四级纯钛种植体系统","四级纯钛种植体产品系统","士卓曼（北京）医疗器械贸易有限公司","士卓曼研究院股份公司 Institut Straumann AG","修复基台（单牙）","国械注进20143174836","种植体附件abutment and screw","国械注进20143634836","2023-10-09","包含注册证下相关部件纯钛或钛合金材质","适用于单牙种植修复基台、材质为纯钛或钛合金","个",288]
[81,"J02730003","Straumann 四级纯钛种植体系统","四级纯钛种植体产品系统","士卓曼（北京）医疗器械贸易有限公司","士卓曼研究院股份公司 Institut Straumann AG","愈合基台","国械注进20153170691","牙科种植系统 Dental Implant System","国械注进20153630691","2024-03-10","包含注册证下相关部件所有材质","不区分材质","个",70]
[82,"J02730003","Straumann 四级纯钛种植体系统","四级纯钛种植体产品系统","士卓曼（北京）医疗器械贸易有限公司","士卓曼研究院股份公司 Institut Straumann AG","种植体替代体","国械备20181463号","替代体 Analogs",null,"2099-12-31","包含注册证下相关部件所有材质","不区分材质","个",99]
[83,"J02730003","Straumann 四级纯钛种植体系统","四级纯钛种植体产品系统","士卓曼（北京）医疗器械贸易有限公司","士卓曼研究院股份公司 Institut Straumann AG","转移杆","国械备20200349号","转移体",null,"2099-12-31","包含注册证下相关部件所有材质","不区分材质","个",100]
[84,"J02730003","Straumann 四级纯钛种植体系统","四级纯钛种植体产品系统","士卓曼（北京）医疗器械贸易有限公司","士卓曼研究院股份公司 Institut Straumann AG","转移杆","国械备20170167号","取模与转移配件 Instruments",null,"2099-12-31","包含注册证下相关部件所有材质","不区分材质","个",100]
[85,"J02770001","意大利BB种植系统","四级纯钛种植体产品系统","北京莱顿医疗器械有限责任公司","B&B齿科公司B. & B. Dental s.r.l.","种植体（含覆盖螺丝）","国械注进20153171748","牙种植体 Dental Implants","国械注进20153631748","2025-04-19","四级纯钛","不含临时种植体、穿颧种植体和一段式种植体。","个",973]
[86,"J02770001","意大利BB种植系统","四级纯钛种植体产品系统","北京莱顿医疗器械有限责任公司","B&B齿科公司B. & B. Dental s.r.l.","愈合基台","国械注进20153171749","基台及附件 Abutments and accessories","国械注进20153631749","2025-03-01","包含注册证下相关部件所有材质","不区分材质","个",8]
[87,"J02770001","意大利BB种植系统","四级纯钛种植体产品系统","北京莱顿医疗器械有限责任公司","B&B齿科公司B. & B. Dental s.r.l.","修复基台（单牙）","国械注进20153171749","基台及附件 Abutments and accessories","国械注进20153631749","2025-03-01","包含注册证下相关部件纯钛或钛合金材质","适用于单牙种植修复基台、材质为纯钛或钛合金","个",160]
[88,"J02770001","意大利BB种植系统","四级纯钛种植体产品系统","北京莱顿医疗器械有限责任公司","B&B齿科公司B. & B. Dental s.r.l.","种植体替代体","国械备20160281号","转移帽",null,"2099-12-31","包含注册证下相关部件所有材质","不区分材质","个",6]
[89,"J02770001","意大利BB种植系统","四级纯钛种植体产品系统","北京莱顿医疗器械有限责任公司","B&B齿科公司B. & B. Dental s.r.l.","种植体替代体","国械备20160309号","牙科种植定位器",null,"2099-12-31","包含注册证下相关部件所有材质","不区分材质","个",6]
[90,"J02770001","意大利BB种植系统","四级纯钛种植体产品系统","北京莱顿医疗器械有限责任公司","B&B齿科公司B. & B. Dental s.r.l.","种植体替代体","国械备20210027号","替代体",null,"2099-12-31","包含注册证下相关部件所有材质","不区分材质","个",6]
[91,"J02770001","意大利BB种植系统","四级纯钛种植体产品系统","北京莱顿医疗器械有限责任公司","B&B齿科公司B. & B. Dental s.r.l.","转移杆","国械备20160281号","转移帽",null,"2099-12-31","包含注册证下相关部件所有材质","不区分材质","个",16]
[92,"J02770001","意大利BB种植系统","四级纯钛种植体产品系统","北京莱顿医疗器械有限责任公司","B&B齿科公司B. & B. Dental s.r.l.","转移杆","国械备20210012号","印模帽",null,"2099-12-31","包含注册证下相关部件所有材质","不区分材质","个",16]
[93,"J02770001","意大利BB种植系统","四级纯钛种植体产品系统","北京莱顿医疗器械有限责任公司","B&B齿科公司B. & B. Dental s.r.l.","转移杆","国械备20210013号","印模转移杆",null,"2099-12-31","包含注册证下相关部件所有材质","不区分材质","个",16]
[94,"J03310001","IS-II active种植体系统","四级纯钛种植体产品系统","纽白特（北京）商贸有限公司","纽白特有限公司Neobiotech Co., Ltd.","种植体（含覆盖螺丝）","国械注进20153171747","牙科种植体 Dental Implant","国械注进20153631747","2025-06-02","四级纯钛","不含临时种植体、穿颧种植体和一段式种植体。","个",561]
[95,"J03310001","IS-II active种植体系统","四级纯钛种植体产品系统","纽白特（北京）商贸有限公司","纽白特有限公司Neobiotech Co., Ltd.","修复基台（单牙）","国械注进20173176152","基台系统Abutment","国械注进20173636152","2027-07-04","包含注册证下相关部件纯钛或钛合金材质","适用于单牙种植修复基台、材质为纯钛或钛合金","个",115]
[96,"J03310001","IS-II active种植体系统","四级纯钛种植体产品系统","纽白特（北京）商贸有限公司","纽白特有限公司Neobiotech Co., Ltd.","修复基台（单牙）","国械注进20153170936","种植体配套用基台及附件",null,"2024-11-11","包含注册证下相关部件纯钛或钛合金材质","适用于单牙种植修复基台、材质为纯钛或钛合金","个",115]
[97,"J03310001","IS-II active种植体系统","四级纯钛种植体产品系统","纽白特（北京）商贸有限公司","纽白特有限公司Neobiotech Co., Ltd.","愈合基台","国械注进20173176367","基台CMI Implant System","国械注进20173636367","2027-08-08","包含注册证下相关部件所有材质","不区分材质","个",15]
[98,"J03310001","IS-II active种植体系统","四级纯钛种植体产品系统","纽白特（北京）商贸有限公司","纽白特有限公司Neobiotech Co., Ltd.","种植体替代体","国械备20170082号","转移帽 Transfer coping",null,"2099-12-31","包含注册证下相关部件所有材质","不区分材质","个",8]
[99,"J03310001","IS-II active种植体系统","四级纯钛种植体产品系统","纽白特（北京）商贸有限公司","纽白特有限公司Neobiotech Co., Ltd.","转移杆","国械备20170082号","转移帽 Transfer coping",null,"2099-12-31","包含注册证下相关部件所有材质","不区分材质","个",30]
[100,"J03630001","钛合金种植体系统","钛合金种植体产品系统","明基医疗器械（上海）有限公司","爱美蒂口腔器械有限公司A.B. Dental Devices Ltd","种植体（含覆盖螺丝）","国械注进20153171319","人工牙种植体Dental Implant","国械注进20153631319","2024-04-14","钛合金","不含临时种植体、穿颧种植体和一段式种植体。","个",578]
[101,"J03630001","钛合金种植体系统","钛合金种植体产品系统","明基医疗器械（上海）有限公司","爱美蒂口腔器械有限公司A.B. Dental Devices Ltd","修复基台（单牙）","国械注进20153170109","牙科基台Abutment","国械注进20153630109","2024-03-10","包含注册证下相关部件纯钛或钛合金材质","适用于单牙种植修复基台、材质为纯钛或钛合金","个",135]
[102,"J03630001","钛合金种植体系统","钛合金种植体产品系统","明基医疗器械（上海）有限公司","爱美蒂口腔器械有限公司A.B. Dental Devices Ltd","愈合基台","国械注进20153170109","牙科基台Abutment","国械注进20153630109","2024-03-10","包含注册证下相关部件所有材质","不区分材质","个",60]
[103,"J03630001","钛合金种植体系统","钛合金种植体产品系统","明基医疗器械（上海）有限公司","爱美蒂口腔器械有限公司A.B. Dental Devices Ltd","种植体替代体","国械备20230072号","牙科种植定位器 impressions","国械备20161362号","2099-12-31","包含注册证下相关部件所有材质","不区分材质","个",60]
[104,"J03630001","钛合金种植体系统","钛合金种植体产品系统","明基医疗器械（上海）有限公司","爱美蒂口腔器械有限公司A.B. Dental Devices Ltd","转移杆","国械备20230072号","牙科种植定位器 impressions","国械备20161362号","2099-12-31","包含注册证下相关部件所有材质","不区分材质","个",60]
[105,"J04820001","四级纯钛种植系统","四级纯钛种植体产品系统","北京仕诺康医疗科技股份有限公司","韩国仕诺康株式会社SNUCONE Co., Ltd.","种植体（含覆盖螺丝）","国械注进20163172405","种植体Dental Implant System","国械注进20163632405","2026-02-17","四级纯钛","不含临时种植体、穿颧种植体和一段式种植体。","个",477]
[106,"J04820001","四级纯钛种植系统","四级纯钛种植体产品系统","北京仕诺康医疗科技股份有限公司","韩国仕诺康株式会社SNUCONE Co., Ltd.","修复基台（单牙）","国械注进20163172205","基台及配件Abutment","国械注进20163632205","2025-05-28","包含注册证下相关部件纯钛或钛合金材质","适用于单牙种植修复基台、材质为纯钛或钛合金","个",39]
[107,"J04820001","四级纯钛种植系统","四级纯钛种植体产品系统","北京仕诺康医疗科技股份有限公司","韩国仕诺康株式会社SNUCONE Co., Ltd.","愈合基台","国械注进20163172205","基台及配件Abutment","国械注进20163632205","2025-05-28","包含注册证下相关部件所有材质","不区分材质","个",45]
[108,"J04820001","四级纯钛种植系统","四级纯钛种植体产品系统","北京仕诺康医疗科技股份有限公司","韩国仕诺康株式会社SNUCONE Co., Ltd.","种植体替代体","国械备20200058号","种植辅助器械包 Dental Implant Instruments",null,"2099-12-31","包含注册证下相关部件所有材质","不区分材质","个",43]
[109,"J04820001","四级纯钛种植系统","四级纯钛种植体产品系统","北京仕诺康医疗科技股份有限公司","韩国仕诺康株式会社SNUCONE Co., Ltd.","转移杆","国械备20200058号","种植辅助器械包 Dental Implant Instruments",null,"2099-12-31","包含注册证下相关部件所有材质","不区分材质","个",43]
[110,"J05040001","登士柏MIS朗斯种植系统","钛合金种植体产品系统","登士柏西诺德牙科产品（上海）有限公司","密易施医疗有限公司MIS Implants Technologies Ltd.","修复基台（单牙）","国械注进20153172396","人工牙种植体系统","国械注进20153632396","2024-06-23","包含注册证下相关部件纯钛或钛合金材质","适用于单牙种植修复基台、材质为纯钛或钛合金","个",135]
[111,"J05040001","登士柏MIS朗斯种植系统","钛合金种植体产品系统","登士柏西诺德牙科产品（上海）有限公司","密易施医疗有限公司MIS Implants Technologies Ltd.","种植体（含覆盖螺丝）","国械注进20153172396","人工牙种植体系统","国械注进20153632396","2024-06-23","钛合金","不含临时种植体、穿颧种植体和一段式种植体。","个",715]
[112,"J05040001","登士柏MIS朗斯种植系统","钛合金种植体产品系统","登士柏西诺德牙科产品（上海）有限公司","密易施医疗有限公司MIS Implants Technologies Ltd.","种植体（含覆盖螺丝）","国械注进20193170310","人工牙种植体系统",null,"2024-06-23","钛合金","不含临时种植体、穿颧种植体和一段式种植体。","个",715]
[113,"J05040001","登士柏MIS朗斯种植系统","钛合金种植体产品系统","登士柏西诺德牙科产品（上海）有限公司","密易施医疗有限公司MIS Implants Technologies Ltd.","修复基台（单牙）","国械注进20183630279","牙科种植体基台及附件Accessories of Dental Implant",null,"2023-07-29","包含注册证下相关部件纯钛或钛合金材质","适用于单牙种植修复基台、材质为纯钛或钛合金","个",135]
[114,"J05040001","登士柏MIS朗斯种植系统","钛合金种植体产品系统","登士柏西诺德牙科产品（上海）有限公司","密易施医疗有限公司MIS Implants Technologies Ltd.","愈合基台","国械注进20153172396","人工牙种植体系统","国械注进20153632396","2024-06-23","包含注册证下相关部件所有材质","不区分材质","个",68]
[115,"J05040001","登士柏MIS朗斯种植系统","钛合金种植体产品系统","登士柏西诺德牙科产品（上海）有限公司","密易施医疗有限公司MIS Implants Technologies Ltd.","愈合基台","国械注进20183630279","牙科种植体基台及附件Accessories of Dental Implant",null,"2023-07-29","包含注册证下相关部件所有材质","不区分材质","个",68]
[116,"J05040001","登士柏MIS朗斯种植系统","钛合金种植体产品系统","登士柏西诺德牙科产品（上海）有限公司","密易施医疗有限公司MIS Implants Technologies Ltd.","种植体替代体","国械备20190001号","种植辅助材料",null,"2099-12-31","包含注册证下相关部件所有材质","不区分材质","个",32]
[117,"J05040001","登士柏MIS朗斯种植系统","钛合金种植体产品系统","登士柏西诺德牙科产品（上海）有限公司","密易施医疗有限公司MIS Implants Technologies Ltd.","转移杆","国械备20180822号","转移帽",null,"2099-12-31","包含注册证下相关部件所有材质","不区分材质","个",70]
[118,"J05040001","登士柏MIS朗斯种植系统","钛合金种植体产品系统","登士柏西诺德牙科产品（上海）有限公司","密易施医疗有限公司MIS Implants Technologies Ltd.","转移杆","国械备20190001号","种植辅助材料",null,"2099-12-31","包含注册证下相关部件所有材质","不区分材质","个",70]
[119,"J05040002","登士柏ASTRA和XIVE种植系统","四级纯钛种植体产品系统","登士柏西诺德牙科产品（上海）有限公司","登士柏种植体制造公司DENTSPLY Implants Manufacturing GmbH","愈合基台","国械注进20153173607","钛基台Dental Titanium Abutments","国械注进20153633607","2024-05-20","包含注册证下相关部件所有材质","不区分材质","个",68]
[120,"J05040002","登士柏ASTRA和XIVE种植系统","四级纯钛种植体产品系统","登士柏西诺德牙科产品（上海）有限公司","登士柏种植体制造公司DENTSPLY Implants Manufacturing GmbH","愈合基台","国械注进20162171192","直接基台愈合帽","国械注进20162631192","2025-06-17","包含注册证下相关部件所有材质","不区分材质","个",68]
[121,"J05040002","登士柏ASTRA和XIVE种植系统","四级纯钛种植体产品系统","登士柏西诺德牙科产品（上海）有限公司","登士柏种植体制造公司DENTSPLY Implants Manufacturing GmbH","愈合基台","国械注进20163171324","牙科种植体系统","国械注进20163631324","2024-10-08","包含注册证下相关部件所有材质","不区分材质","个",68]
[122,"J05040002","登士柏ASTRA和XIVE种植系统","四级纯钛种植体产品系统","登士柏西诺德牙科产品（上海）有限公司","登士柏种植体制造公司DENTSPLY Implants Manufacturing GmbH","愈合基台","国械注进20163171325","钛及钛合金基台与配件","国械注进20163631325","2025-04-22","包含注册证下相关部件所有材质","不区分材质","个",68]
[123,"J05040002","登士柏ASTRA和XIVE种植系统","四级纯钛种植体产品系统","登士柏西诺德牙科产品（上海）有限公司","登士柏种植体制造公司DENTSPLY Implants Manufacturing GmbH","愈合基台","国械注进20163172336","牙种植体附件","国械注进20163632336","2025-06-22","包含注册证下相关部件所有材质","不区分材质","个",68]
[124,"J05040002","登士柏ASTRA和XIVE种植系统","四级纯钛种植体产品系统","登士柏西诺德牙科产品（上海）有限公司","登士柏种植体制造公司DENTSPLY Implants Manufacturing GmbH","种植体替代体","国械备20160960号","位置定位器 Positioner",null,"2099-12-31","包含注册证下相关部件所有材质","不区分材质","个",28]
[125,"J05040002","登士柏ASTRA和XIVE种植系统","四级纯钛种植体产品系统","登士柏西诺德牙科产品（上海）有限公司","登士柏种植体制造公司DENTSPLY Implants Manufacturing GmbH","种植体替代体","国械备20161713号","牙科种植定位器 Dental implant positioner",null,"2099-12-31","包含注册证下相关部件所有材质","不区分材质","个",28]
[126,"J05040002","登士柏ASTRA和XIVE种植系统","四级纯钛种植体产品系统","登士柏西诺德牙科产品（上海）有限公司","登士柏种植体制造公司DENTSPLY Implants Manufacturing GmbH","种植体替代体","国械备20161880号","位置定位器 Positioner",null,"2099-12-31","包含注册证下相关部件所有材质","不区分材质","个",28]
[127,"J05040002","登士柏ASTRA和XIVE种植系统","四级纯钛种植体产品系统","登士柏西诺德牙科产品（上海）有限公司","登士柏种植体制造公司DENTSPLY Implants Manufacturing GmbH","种植体替代体","国械备20170701号","位置定位器 Positioner",null,"2099-12-31","包含注册证下相关部件所有材质","不区分材质","个",28]
[128,"J05040002","登士柏ASTRA和XIVE种植系统","四级纯钛种植体产品系统","登士柏西诺德牙科产品（上海）有限公司","登士柏种植体制造公司DENTSPLY Implants Manufacturing GmbH","种植体替代体","国械备20180108号","牙科手术器械包 Dental Surgical Instruments",null,"2099-12-31","包含注册证下相关部件所有材质","不区分材质","个",28]
[129,"J05040002","登士柏ASTRA和XIVE种植系统","四级纯钛种植体产品系统","登士柏西诺德牙科产品（上海）有限公司","登士柏种植体制造公司DENTSPLY Implants Manufacturing GmbH","种植体替代体","国械备20162051号","牙科种植定位器",null,"2099-12-31","包含注册证下相关部件所有材质","不区分材质","个",28]
[130,"J05040002","登士柏ASTRA和XIVE种植系统","四级纯钛种植体产品系统","登士柏西诺德牙科产品（上海）有限公司","登士柏种植体制造公司DENTSPLY Implants Manufacturing GmbH","转移杆","国械备20160572号","转移帽 Pick-up",null,"2099-12-31","包含注册证下相关部件所有材质","不区分材质","个",100]
[131,"J05040002","登士柏ASTRA和XIVE种植系统","四级纯钛种植体产品系统","登士柏西诺德牙科产品（上海）有限公司","登士柏种植体制造公司DENTSPLY Implants Manufacturing GmbH","转移杆","国械备20160649号","转移帽 Pick-up",null,"2099-12-31","包含注册证下相关部件所有材质","不区分材质","个",100]
[132,"J05040002","登士柏ASTRA和XIVE种植系统","四级纯钛种植体产品系统","登士柏西诺德牙科产品（上海）有限公司","登士柏种植体制造公司DENTSPLY Implants Manufacturing GmbH","转移杆","国械备20160991号","转移帽 Pick-up",null,"2099-12-31","包含注册证下相关部件所有材质","不区分材质","个",100]
[133,"J05040002","登士柏ASTRA和XIVE种植系统","四级纯钛种植体产品系统","登士柏西诺德牙科产品（上海）有限公司","登士柏种植体制造公司DENTSPLY Implants Manufacturing GmbH","转移杆","国械备20162050号","转移帽 Pick Up",null,"2099-12-31","包含注册证下相关部件所有材质","不区分材质","个",100]
[134,"J05040002","登士柏ASTRA和XIVE种植系统","四级纯钛种植体产品系统","登士柏西诺德牙科产品（上海）有限公司","登士柏种植体制造公司DENTSPLY Implants Manufacturing GmbH","转移杆","国械备20180108号","牙科手术器械包 Dental Surgical Instruments",null,"2099-12-31","包含注册证下相关部件所有材质","不区分材质","个",100]
[135,"J05040002","登士柏ASTRA和XIVE种植系统","四级纯钛种植体产品系统","登士柏西诺德牙科产品（上海）有限公司","登士柏种植体制造公司DENTSPLY Implants Manufacturing GmbH","种植体（含覆盖螺丝）","国械注进20163171324","牙科种植体系统","国械注进20163631324","2024-10-08","四级纯钛","不含临时种植体、穿颧种植体和一段式种植体。","个",1508]
[136,"J05040002","登士柏ASTRA和XIVE种植系统","四级纯钛种植体产品系统","登士柏西诺德牙科产品（上海）有限公司","登士柏种植体制造公司DENTSPLY Implants Manufacturing GmbH","种植体（含覆盖螺丝）","国械注进20173170474","纯钛人工牙种植体Pure Titanium Dental implant","国械注进20173630474","2026-09-28","四级纯钛","不含临时种植体、穿颧种植体和一段式种植体。","个",1508]
[137,"J05040002","登士柏ASTRA和XIVE种植系统","四级纯钛种植体产品系统","登士柏西诺德牙科产品（上海）有限公司","登士柏种植体制造公司DENTSPLY Implants Manufacturing GmbH","修复基台（单牙）","国械注进20163171325","钛及钛合金基台与配件","国械注进20163631325","2025-04-22","包含注册证下相关部件纯钛或钛合金材质","适用于单牙种植修复基台、材质为纯钛或钛合金","个",149]
[138,"J05040002","登士柏ASTRA和XIVE种植系统","四级纯钛种植体产品系统","登士柏西诺德牙科产品（上海）有限公司","登士柏种植体制造公司DENTSPLY Implants Manufacturing GmbH","修复基台（单牙）","国械注进20163172336","牙种植体附件","国械注进20163632336","2025-06-22","包含注册证下相关部件纯钛或钛合金材质","适用于单牙种植修复基台、材质为纯钛或钛合金","个",149]
[139,"J05100001","雅定种植系统","钛合金种植体产品系统","广州市红实商贸有限公司","雅定种植系统有限公司ADIN DENTAL IMPLANT SYSTEMS LTD","种植体（含覆盖螺丝）","国械注进20153173147","种植体系统","国械注进20153633147","2025-06-10","钛合金","不含临时种植体、穿颧种植体和一段式种植体。","个",695]
[140,"J05100001","雅定种植系统","钛合金种植体产品系统","广州市红实商贸有限公司","雅定种植系统有限公司ADIN DENTAL IMPLANT SYSTEMS LTD","修复基台（单牙）","国械注进20153173145","种植体系统配件","国械注进20153633145","2025-06-10","包含注册证下相关部件纯钛或钛合金材质","适用于单牙种植修复基台、材质为纯钛或钛合金","个",136]
[141,"J05100001","雅定种植系统","钛合金种植体产品系统","广州市红实商贸有限公司","雅定种植系统有限公司ADIN DENTAL IMPLANT SYSTEMS LTD","愈合基台","国械注进20153173145","种植体系统配件","国械注进20153633145","2025-06-10","包含注册证下相关部件所有材质","不区分材质","个",60]
[142,"J05100001","雅定种植系统","钛合金种植体产品系统","广州市红实商贸有限公司","雅定种植系统有限公司ADIN DENTAL IMPLANT SYSTEMS LTD","种植体替代体","国械备20210201号","种植辅助材料",null,"2099-12-31","包含注册证下相关部件所有材质","不区分材质","个",71]
[143,"J05100001","雅定种植系统","钛合金种植体产品系统","广州市红实商贸有限公司","雅定种植系统有限公司ADIN DENTAL IMPLANT SYSTEMS LTD","种植体替代体","国械备20181711号","替代体 Analog",null,"2099-12-31","包含注册证下相关部件所有材质","不区分材质","个",71]
[144,"J05100001","雅定种植系统","钛合金种植体产品系统","广州市红实商贸有限公司","雅定种植系统有限公司ADIN DENTAL IMPLANT SYSTEMS LTD","转移杆","国械备20210201号","种植辅助材料",null,"2099-12-31","包含注册证下相关部件所有材质","不区分材质","个",78]
[145,"J05100001","雅定种植系统","钛合金种植体产品系统","广州市红实商贸有限公司","雅定种植系统有限公司ADIN DENTAL IMPLANT SYSTEMS LTD","转移杆","国械备20161183号","转移帽 Impression Coping",null,"2099-12-31","包含注册证下相关部件所有材质","不区分材质","个",78]
[146,"J05500001","钛合金种植体系统","钛合金种植体产品系统","驭楚（上海）贸易有限公司","科特斯牙科种植体工业有限公司 Cortex Dental Implants Industries Ltd.","种植体（含覆盖螺丝）","国械注进20153172425","种植体系统","国械注进20153632425","2025-08-03","钛合金","不含临时种植体、穿颧种植体和一段式种植体。","个",475]
[147,"J05500001","钛合金种植体系统","钛合金种植体产品系统","驭楚（上海）贸易有限公司","科特斯牙科种植体工业有限公司 Cortex Dental Implants Industries Ltd.","种植体（含覆盖螺丝）","国械注进20163171248","种植体系统","国械注进20163631248","2026-03-14","钛合金","不含临时种植体、穿颧种植体和一段式种植体。","个",475]
[148,"J05500001","钛合金种植体系统","钛合金种植体产品系统","驭楚（上海）贸易有限公司","科特斯牙科种植体工业有限公司 Cortex Dental Implants Industries Ltd.","种植体（含覆盖螺丝）","国械注进20163172406","牙科种植体 Dental Implants","国械注进20163632406","2026-10-19","钛合金","不含临时种植体、穿颧种植体和一段式种植体。","个",475]
[149,"J05500001","钛合金种植体系统","钛合金种植体产品系统","驭楚（上海）贸易有限公司","科特斯牙科种植体工业有限公司 Cortex Dental Implants Industries Ltd.","修复基台（单牙）","国械注进20153172386","种植体附件","国械注进20153632386","2025-06-08","包含注册证下相关部件纯钛或钛合金材质","适用于单牙种植修复基台、材质为纯钛或钛合金","个",123]
[150,"J05500001","钛合金种植体系统","钛合金种植体产品系统","驭楚（上海）贸易有限公司","科特斯牙科种植体工业有限公司 Cortex Dental Implants Industries Ltd.","修复基台（单牙）","国械注进20163171248","种植体系统","国械注进20163631248","2026-03-14","包含注册证下相关部件纯钛或钛合金材质","适用于单牙种植修复基台、材质为纯钛或钛合金","个",123]
[151,"J05500001","钛合金种植体系统","钛合金种植体产品系统","驭楚（上海）贸易有限公司","科特斯牙科种植体工业有限公司 Cortex Dental Implants Industries Ltd.","愈合基台","国械注进20153172386","种植体附件","国械注进20153632386","2025-06-08","包含注册证下相关部件所有材质","不区分材质","个",27]
[152,"J05500001","钛合金种植体系统","钛合金种植体产品系统","驭楚（上海）贸易有限公司","科特斯牙科种植体工业有限公司 Cortex Dental Implants Industries Ltd.","愈合基台","国械注进20163171248","种植体系统","国械注进20163631248","2026-03-14","包含注册证下相关部件所有材质","不区分材质","个",27]
[153,"J05500001","钛合金种植体系统","钛合金种植体产品系统","驭楚（上海）贸易有限公司","科特斯牙科种植体工业有限公司 Cortex Dental Implants Industries Ltd.","种植体替代体","国械备20161141号","牙科种植体手术工具包",null,"2099-12-31","包含注册证下相关部件所有材质","不区分材质","个",37]
[154,"J05500001","钛合金种植体系统","钛合金种植体产品系统","驭楚（上海）贸易有限公司","科特斯牙科种植体工业有限公司 Cortex Dental Implants Industries Ltd.","转移杆","国械备20161141号","牙科种植体手术工具包",null,"2099-12-31","包含注册证下相关部件所有材质","不区分材质","个",88]
[155,"J07440001","牙科种植体","四级纯钛种植体产品系统","上海联植医疗器械有限公司","全球安联科技股份有限公司","种植体（含覆盖螺丝）","国械注许20143170149","牙科种植体","国械注许20143630149","2024-03-31","四级纯钛","不含临时种植体、穿颧种植体和一段式种植体。","个",495]
[156,"J07440001","牙科种植体","四级纯钛种植体产品系统","上海联植医疗器械有限公司","全球安联科技股份有限公司","修复基台（单牙）","国械注许20153170030","基台及配件“全球安聯”支台齒","国械注许20153630030","2024-04-03","包含注册证下相关部件纯钛或钛合金材质","适用于单牙种植修复基台、材质为纯钛或钛合金","个",125]
[157,"J07440001","牙科种植体","四级纯钛种植体产品系统","上海联植医疗器械有限公司","全球安联科技股份有限公司","愈合基台","国械注许20153170030","基台及配件“全球安聯”支台齒","国械注许20153630030","2024-04-03","包含注册证下相关部件所有材质","不区分材质","个",70]
[158,"J07440001","牙科种植体","四级纯钛种植体产品系统","上海联植医疗器械有限公司","全球安联科技股份有限公司","种植体替代体","国械备20190265号","替代体",null,"2099-12-31","包含注册证下相关部件所有材质","不区分材质","个",60]
[159,"J07440001","牙科种植体","四级纯钛种植体产品系统","上海联植医疗器械有限公司","全球安联科技股份有限公司","转移杆","国械备20151733号","转移帽",null,"2099-12-31","包含注册证下相关部件所有材质","不区分材质","个",120]
[160,"J07710001","CSM钛合金种植系统","钛合金种植体产品系统","北京华直医疗科技有限公司","熙直美CSM Implant","种植体替代体","国械备20210106号","种植辅助材料",null,"2099-12-31","包含注册证下相关部件所有材质","不区分材质","个",28]
[161,"J07710001","CSM钛合金种植系统","钛合金种植体产品系统","北京华直医疗科技有限公司","熙直美CSM Implant","转移杆","国械备20210339号","种植体安装辅助器械",null,"2099-12-31","包含注册证下相关部件所有材质","不区分材质","个",52]
[162,"J07710001","CSM钛合金种植系统","钛合金种植体产品系统","北京华直医疗科技有限公司","熙直美CSM Implant","种植体（含覆盖螺丝）","国械注进20193172198","种植体系统","国食药监械(进)字2014第3633672号","2024-06-25","钛合金","不含临时种植体、穿颧种植体和一段式种植体。","个",412]
[163,"J07710001","CSM钛合金种植系统","钛合金种植体产品系统","北京华直医疗科技有限公司","熙直美CSM Implant","修复基台（单牙）","国械注进20163170695","基台系统","国械注进20163630695","2025-10-26","包含注册证下相关部件纯钛或钛合金材质","适用于单牙种植修复基台、材质为纯钛或钛合金","个",83]
[164,"J07710001","CSM钛合金种植系统","钛合金种植体产品系统","北京华直医疗科技有限公司","熙直美CSM Implant","愈合基台","国械注进20163170695","基台系统","国械注进20163630695","2025-10-26","包含注册证下相关部件所有材质","不区分材质","个",45]
[165,"J07710001","CSM钛合金种植系统","钛合金种植体产品系统","北京华直医疗科技有限公司","熙直美CSM Implant","转移杆","国械备20210106号","种植辅助材料",null,"2099-12-31","包含注册证下相关部件所有材质","不区分材质","个",52]
[166,"J07710002","CSM四级纯钛种植系统","四级纯钛种植体产品系统","北京华直医疗科技有限公司","熙直美CSM Implant","种植体（含覆盖螺丝）","国械注进20153172921","种植体系统","国械注进20153632921","2026-03-23","四级纯钛","不含临时种植体、穿颧种植体和一段式种植体。","个",412]
[163,"J07710002","CSM四级纯钛种植系统","四级纯钛种植体产品系统","北京华直医疗科技有限公司","熙直美CSM Implant","修复基台（单牙）","国械注进20163170695","基台系统","国械注进20163630695","2025-10-26","包含注册证下相关部件纯钛或钛合金材质","适用于单牙种植修复基台、材质为纯钛或钛合金","个",83]
[164,"J07710002","CSM四级纯钛种植系统","四级纯钛种植体产品系统","北京华直医疗科技有限公司","熙直美CSM Implant","愈合基台","国械注进20163170695","基台系统","国械注进20163630695","2025-10-26","包含注册证下相关部件所有材质","不区分材质","个",45]
[160,"J07710002","CSM四级纯钛种植系统","四级纯钛种植体产品系统","北京华直医疗科技有限公司","熙直美CSM Implant","种植体替代体","国械备20210106号","种植辅助材料",null,"2099-12-31","包含注册证下相关部件所有材质","不区分材质","个",28]
[165,"J07710002","CSM四级纯钛种植系统","四级纯钛种植体产品系统","北京华直医疗科技有限公司","熙直美CSM Implant","转移杆","国械备20210106号","种植辅助材料",null,"2099-12-31","包含注册证下相关部件所有材质","不区分材质","个",52]
[161,"J07710002","CSM四级纯钛种植系统","四级纯钛种植体产品系统","北京华直医疗科技有限公司","熙直美CSM Implant","转移杆","国械备20210339号","种植体安装辅助器械",null,"2099-12-31","包含注册证下相关部件所有材质","不区分材质","个",52]
[172,"J08120001","T-plus四级纯钛种植体系统","四级纯钛种植体产品系统","士卓曼（中国）投资有限公司","台湾美佳境股份有限公司","种植体（含覆盖螺丝）","国械注许20163170422","内八角种植体","国械注许20163630422","2026-03-14","四级纯钛","不含临时种植体、穿颧种植体和一段式种植体。","个",450]
[173,"J08120001","T-plus四级纯钛种植体系统","四级纯钛种植体产品系统","士卓曼（中国）投资有限公司","台湾美佳境股份有限公司","种植体（含覆盖螺丝）","国械注许20163170111","纯钛牙种植体","国械注许20163630111","2026-06-20","四级纯钛","不含临时种植体、穿颧种植体和一段式种植体。","个",450]
[174,"J08120001","T-plus四级纯钛种植体系统","四级纯钛种植体产品系统","士卓曼（中国）投资有限公司","台湾美佳境股份有限公司","修复基台（单牙）","国械注许20193170001","内六角种植体配件卓越內六角植體系統",null,"2024-01-08","包含注册证下相关部件纯钛或钛合金材质","适用于单牙种植修复基台、材质为纯钛或钛合金","个",150]
[175,"J08120001","T-plus四级纯钛种植体系统","四级纯钛种植体产品系统","士卓曼（中国）投资有限公司","台湾美佳境股份有限公司","修复基台（单牙）","国械注许20173170348","内六角种植体配件 卓越內六角植體系統","国械注许20173630348","2026-09-02","包含注册证下相关部件纯钛或钛合金材质","适用于单牙种植修复基台、材质为纯钛或钛合金","个",150]
[176,"J08120001","T-plus四级纯钛种植体系统","四级纯钛种植体产品系统","士卓曼（中国）投资有限公司","台湾美佳境股份有限公司","修复基台（单牙）","国械注许20163170110","内八角种植体配件","国械注许20163630110","2025-12-06","包含注册证下相关部件纯钛或钛合金材质","适用于单牙种植修复基台、材质为纯钛或钛合金","个",150]
[177,"J08120001","T-plus四级纯钛种植体系统","四级纯钛种植体产品系统","士卓曼（中国）投资有限公司","台湾美佳境股份有限公司","愈合基台","国械注许20193170001","内六角种植体配件卓越內六角植體系統",null,"2024-01-08","包含注册证下相关部件所有材质","不区分材质","个",105]
[178,"J08120001","T-plus四级纯钛种植体系统","四级纯钛种植体产品系统","士卓曼（中国）投资有限公司","台湾美佳境股份有限公司","愈合基台","国械注许20173170348","内六角种植体配件 卓越內六角植體系統","国械注许20173630348","2026-09-02","包含注册证下相关部件所有材质","不区分材质","个",105]
[179,"J08120001","T-plus四级纯钛种植体系统","四级纯钛种植体产品系统","士卓曼（中国）投资有限公司","台湾美佳境股份有限公司","愈合基台","国械注许20163170110","内八角种植体配件","国械注许20163630110","2025-12-06","包含注册证下相关部件所有材质","不区分材质","个",105]
[180,"J08120001","T-plus四级纯钛种植体系统","四级纯钛种植体产品系统","士卓曼（中国）投资有限公司","台湾美佳境股份有限公司","种植体替代体","国械备20181321号","替代体",null,"2099-12-31","包含注册证下相关部件所有材质","不区分材质","个",96]
[181,"J08120001","T-plus四级纯钛种植体系统","四级纯钛种植体产品系统","士卓曼（中国）投资有限公司","台湾美佳境股份有限公司","转移杆","国械备20160679号","转移帽",null,"2099-12-31","包含注册证下相关部件所有材质","不区分材质","个",110]
[182,"J08120001","T-plus四级纯钛种植体系统","四级纯钛种植体产品系统","士卓曼（中国）投资有限公司","台湾美佳境股份有限公司","种植体（含覆盖螺丝）","国械注许20223170020","牙科种植体 ST內六角植體系統",null,"2027-08-14","四级纯钛","不含临时种植体、穿颧种植体和一段式种植体。","个",450]
[183,"J08120001","T-plus四级纯钛种植体系统","四级纯钛种植体产品系统","士卓曼（中国）投资有限公司","台湾美佳境股份有限公司","修复基台（单牙）","国械注许20223170016","牙科种植体配件 內六角植體系統",null,"2027-06-27","包含注册证下相关部件纯钛或钛合金材质","适用于单牙种植修复基台、材质为纯钛或钛合金","个",150]
[184,"J08120001","T-plus四级纯钛种植体系统","四级纯钛种植体产品系统","士卓曼（中国）投资有限公司","台湾美佳境股份有限公司","愈合基台","国械注许20223170016","牙科种植体配件 內六角植體系統",null,"2027-06-27","包含注册证下相关部件所有材质","不区分材质","个",105]
[185,"J08120002","WARANTEC四级纯钛种植体系统","四级纯钛种植体产品系统","士卓曼（中国）投资有限公司","韩国沃兰牙科器械有限公司 WARANTEC CO.,Ltd.","种植体（含覆盖螺丝）","国械注进20183171023","牙科种植体",null,"2023-08-11","四级纯钛","不含临时种植体、穿颧种植体和一段式种植体。","个",450]
[186,"J08120002","WARANTEC四级纯钛种植体系统","四级纯钛种植体产品系统","士卓曼（中国）投资有限公司","韩国沃兰牙科器械有限公司 WARANTEC CO.,Ltd.","修复基台（单牙）","国械注进20163172515","基台及配件 Abutment and accessories","国械注进20163632515","2025-07-22","包含注册证下相关部件纯钛或钛合金材质","适用于单牙种植修复基台、材质为纯钛或钛合金","个",150]
[187,"J08120002","WARANTEC四级纯钛种植体系统","四级纯钛种植体产品系统","士卓曼（中国）投资有限公司","韩国沃兰牙科器械有限公司 WARANTEC CO.,Ltd.","愈合基台","国械注进20163172515","基台及配件 Abutment and accessories","国械注进20163632515","2025-07-22","包含注册证下相关部件所有材质","不区分材质","个",93]
[188,"J08120002","WARANTEC四级纯钛种植体系统","四级纯钛种植体产品系统","士卓曼（中国）投资有限公司","韩国沃兰牙科器械有限公司 WARANTEC CO.,Ltd.","种植体替代体","国械备20190062号","种植辅助材料 Dental implant instruments",null,"2099-12-31","包含注册证下相关部件所有材质","不区分材质","个",80]
[189,"J08120002","WARANTEC四级纯钛种植体系统","四级纯钛种植体产品系统","士卓曼（中国）投资有限公司","韩国沃兰牙科器械有限公司 WARANTEC CO.,Ltd.","转移杆","国械备20190062号","种植辅助材料 Dental implant instruments",null,"2099-12-31","包含注册证下相关部件所有材质","不区分材质","个",100]
[190,"J08160001","柯威尔超亲水性种植系统","四级纯钛种植体产品系统","柯威（上海）医疗科技有限公司","(株)柯威尔株式会社Cowell Medi Co., Ltd.","修复基台（单牙）","国械注进20213170246","牙种植体系统",null,"2026-07-01","包含注册证下相关部件纯钛或钛合金材质","适用于单牙种植修复基台、材质为纯钛或钛合金","个",120]
[191,"J08160001","柯威尔超亲水性种植系统","四级纯钛种植体产品系统","柯威（上海）医疗科技有限公司","(株)柯威尔株式会社Cowell Medi Co., Ltd.","愈合基台","国械注进20213170246","牙种植体系统",null,"2026-07-01","包含注册证下相关部件所有材质","不区分材质","个",55]
[192,"J08160001","柯威尔超亲水性种植系统","四级纯钛种植体产品系统","柯威（上海）医疗科技有限公司","(株)柯威尔株式会社Cowell Medi Co., Ltd.","种植体替代体","国械备20200178号","口腔科器械 Dental Surgical Instrument",null,"2099-12-31","包含注册证下相关部件所有材质","不区分材质","个",38]
[193,"J08160001","柯威尔超亲水性种植系统","四级纯钛种植体产品系统","柯威（上海）医疗科技有限公司","(株)柯威尔株式会社Cowell Medi Co., Ltd.","转移杆","国械备20200178号","口腔科器械 Dental Surgical Instrument",null,"2099-12-31","包含注册证下相关部件所有材质","不区分材质","个",75]
[194,"J08160001","柯威尔超亲水性种植系统","四级纯钛种植体产品系统","柯威（上海）医疗科技有限公司","(株)柯威尔株式会社Cowell Medi Co., Ltd.","种植体（含覆盖螺丝）","国械注进20213170246","牙种植体系统",null,"2026-07-01","四级纯钛","不含临时种植体、穿颧种植体和一段式种植体。","个",550]
[195,"J09440001","种植体系统","钛合金种植体产品系统","廊坊市恩嘉医疗器械有限公司","韩国新世纪医疗技术有限公司SHINSAEGI MEDI-TECH Co.,Ltd","种植体（含覆盖螺丝）","国械注进20163171314","种植体系统","国械注进20163461314","2026-02-28","钛合金","不含临时种植体、穿颧种植体和一段式种植体。","个",280]
[196,"J09440001","种植体系统","钛合金种植体产品系统","廊坊市恩嘉医疗器械有限公司","韩国新世纪医疗技术有限公司SHINSAEGI MEDI-TECH Co.,Ltd","修复基台（单牙）","国械注进20163171314","种植体系统","国械注进20163461314","2026-02-28","包含注册证下相关部件纯钛或钛合金材质","适用于单牙种植修复基台、材质为纯钛或钛合金","个",150]
[197,"J09440001","种植体系统","钛合金种植体产品系统","廊坊市恩嘉医疗器械有限公司","韩国新世纪医疗技术有限公司SHINSAEGI MEDI-TECH Co.,Ltd","愈合基台","国械注进20163171314","种植体系统","国械注进20163461314","2026-02-28","包含注册证下相关部件所有材质","不区分材质","个",60]
[198,"J09440001","种植体系统","钛合金种植体产品系统","廊坊市恩嘉医疗器械有限公司","韩国新世纪医疗技术有限公司SHINSAEGI MEDI-TECH Co.,Ltd","种植体替代体","国械备20161517号","牙科种植体系统手术工具","国械备20161517","2099-12-31","包含注册证下相关部件所有材质","不区分材质","个",50]
[199,"J09440001","种植体系统","钛合金种植体产品系统","廊坊市恩嘉医疗器械有限公司","韩国新世纪医疗技术有限公司SHINSAEGI MEDI-TECH Co.,Ltd","转移杆","国械备20161517号","牙科种植体系统手术工具","国械备20161517","2099-12-31","包含注册证下相关部件所有材质","不区分材质","个",80]
[200,"S00190001","牙种植体系统","四级纯钛种植体产品系统","深圳安特医疗股份有限公司","深圳安特医疗股份有限公司","种植体（含覆盖螺丝）","国械注准20193171979","牙种植体系统","国食药监械（准）字2014第3631494号","2024-09-08","四级纯钛","不含临时种植体、穿颧种植体和一段式种植体。","个",528]
[201,"S00190001","牙种植体系统","四级纯钛种植体产品系统","深圳安特医疗股份有限公司","深圳安特医疗股份有限公司","修复基台（单牙）","国械注准20193171979","牙种植体系统","国食药监械（准）字2014第3631494号","2024-09-08","包含注册证下相关部件纯钛或钛合金材质","适用于单牙种植修复基台、材质为纯钛或钛合金","个",160]
[202,"S00190001","牙种植体系统","四级纯钛种植体产品系统","深圳安特医疗股份有限公司","深圳安特医疗股份有限公司","愈合基台","国械注准20193171979","牙种植体系统","国食药监械（准）字2014第3631494号","2024-09-08","包含注册证下相关部件所有材质","不区分材质","个",65]
[203,"S00190001","牙种植体系统","四级纯钛种植体产品系统","深圳安特医疗股份有限公司","深圳安特医疗股份有限公司","种植体替代体","粤深械备20221258","替代体",null,"2099-12-31","包含注册证下相关部件所有材质","不区分材质","个",50]
[204,"S00190001","牙种植体系统","四级纯钛种植体产品系统","深圳安特医疗股份有限公司","深圳安特医疗股份有限公司","转移杆","粤深械备20221259","印模转移杆",null,"2099-12-31","包含注册证下相关部件所有材质","不区分材质","个",65]
[205,"S01980001","拜阿蒙牙种植体系统","四级纯钛种植体产品系统","四川拜阿蒙生物活性材料有限责任公司","四川拜阿蒙生物活性材料有限责任公司","修复基台（单牙）","国械注准20183171641","牙种植体","国械注准20183631641","2023-03-20","包含注册证下相关部件纯钛或钛合金材质","适用于单牙种植修复基台、材质为纯钛或钛合金","个",115]
[206,"S01980001","拜阿蒙牙种植体系统","四级纯钛种植体产品系统","四川拜阿蒙生物活性材料有限责任公司","四川拜阿蒙生物活性材料有限责任公司","愈合基台","国械注准20183171641","牙种植体","国械注准20183631641","2023-03-20","包含注册证下相关部件所有材质","不区分材质","个",85]
[207,"S01980001","拜阿蒙牙种植体系统","四级纯钛种植体产品系统","四川拜阿蒙生物活性材料有限责任公司","四川拜阿蒙生物活性材料有限责任公司","种植体（含覆盖螺丝）","国械注准20183171641","牙种植体","国械注准20183631641","2023-03-20","四级纯钛","不含临时种植体、穿颧种植体和一段式种植体。","个",520]
[208,"S01980001","拜阿蒙牙种植体系统","四级纯钛种植体产品系统","四川拜阿蒙生物活性材料有限责任公司","四川拜阿蒙生物活性材料有限责任公司","种植体替代体","川械注准20202170181","牙科种植专用器械包",null,"2025-10-27","包含注册证下相关部件所有材质","不区分材质","个",40]
[209,"S01980001","拜阿蒙牙种植体系统","四级纯钛种植体产品系统","四川拜阿蒙生物活性材料有限责任公司","四川拜阿蒙生物活性材料有限责任公司","转移杆","川械注准20202170181","牙科种植专用器械包",null,"2025-10-27","包含注册证下相关部件所有材质","不区分材质","个",40]
[210,"S02190001","北京莱顿种植系统","钛合金种植体产品系统","北京莱顿生物材料有限公司","北京莱顿生物材料有限公司","种植体（含覆盖螺丝）","国械注准20163172318","牙种植体系统","国械注准20163632318","2026-07-05","钛合金","不含临时种植体、穿颧种植体和一段式种植体。","个",488]
[211,"S02190001","北京莱顿种植系统","钛合金种植体产品系统","北京莱顿生物材料有限公司","北京莱顿生物材料有限公司","修复基台（单牙）","国械注准20153170724","基台及配件","国械注准20153630724","2024-10-08","包含注册证下相关部件纯钛或钛合金材质","适用于单牙种植修复基台、材质为纯钛或钛合金","个",120]
[212,"S02190001","北京莱顿种植系统","钛合金种植体产品系统","北京莱顿生物材料有限公司","北京莱顿生物材料有限公司","修复基台（单牙）","国械注准20163172318","牙种植体系统","国械注准20163632318","2026-07-05","包含注册证下相关部件纯钛或钛合金材质","适用于单牙种植修复基台、材质为纯钛或钛合金","个",120]
[213,"S02190001","北京莱顿种植系统","钛合金种植体产品系统","北京莱顿生物材料有限公司","北京莱顿生物材料有限公司","种植体替代体","京海械备20220011号","替代体",null,"2099-12-31","包含注册证下相关部件所有材质","不区分材质","个",50]
[214,"S02190001","北京莱顿种植系统","钛合金种植体产品系统","北京莱顿生物材料有限公司","北京莱顿生物材料有限公司","转移杆","京海械备20220006号","位置定位器",null,"2099-12-31","包含注册证下相关部件所有材质","不区分材质","个",80]
[215,"S02190001","北京莱顿种植系统","钛合金种植体产品系统","北京莱顿生物材料有限公司","北京莱顿生物材料有限公司","转移杆","京海械备20220008号","转移体",null,"2099-12-31","包含注册证下相关部件所有材质","不区分材质","个",80]
[216,"S02190001","北京莱顿种植系统","钛合金种植体产品系统","北京莱顿生物材料有限公司","北京莱顿生物材料有限公司","转移杆","京海械备20220009号","印模帽",null,"2099-12-31","包含注册证下相关部件所有材质","不区分材质","个",80]
[217,"S02190001","北京莱顿种植系统","钛合金种植体产品系统","北京莱顿生物材料有限公司","北京莱顿生物材料有限公司","愈合基台","国械注准20153170724","基台及配件","国械注准20153630724","2024-10-08","包含注册证下相关部件所有材质","不区分材质","个",60]
[218,"S02190001","北京莱顿种植系统","钛合金种植体产品系统","北京莱顿生物材料有限公司","北京莱顿生物材料有限公司","愈合基台","国械注准20163172318","牙种植体系统","国械注准20163632318","2026-07-05","包含注册证下相关部件所有材质","不区分材质","个",60]
[219,"S03580001","WEGO威高四级纯钛牙种植体系统","四级纯钛种植体产品系统","威海威高洁丽康生物材料有限公司","威海威高洁丽康生物材料有限公司","种植体（含覆盖螺丝）","国械注准20183631719","牙种植体系统","国食药监械(准)字2014第3630887号","2023-05-15","四级纯钛","不含临时种植体、穿颧种植体和一段式种植体。","个",608]
[220,"S03580001","WEGO威高四级纯钛牙种植体系统","四级纯钛种植体产品系统","威海威高洁丽康生物材料有限公司","威海威高洁丽康生物材料有限公司","修复基台（单牙）","国械注准20183631719","牙种植体系统","国食药监械(准)字2014第3630887号","2023-05-15","包含注册证下相关部件纯钛或钛合金材质","适用于单牙种植修复基台、材质为纯钛或钛合金","个",116]
[221,"S03580001","WEGO威高四级纯钛牙种植体系统","四级纯钛种植体产品系统","威海威高洁丽康生物材料有限公司","威海威高洁丽康生物材料有限公司","愈合基台","国械注准20183631719","牙种植体系统","国食药监械(准)字2014第3630887号","2023-05-15","包含注册证下相关部件所有材质","不区分材质","个",77]
[222,"S03580001","WEGO威高四级纯钛牙种植体系统","四级纯钛种植体产品系统","威海威高洁丽康生物材料有限公司","威海威高洁丽康生物材料有限公司","种植体替代体","鲁威械备20170069号","替代体",null,"2099-12-31","包含注册证下相关部件所有材质","不区分材质","个",50]
[223,"S03580001","WEGO威高四级纯钛牙种植体系统","四级纯钛种植体产品系统","威海威高洁丽康生物材料有限公司","威海威高洁丽康生物材料有限公司","转移杆","鲁威械备20170046号","转移帽",null,"2099-12-31","包含注册证下相关部件所有材质","不区分材质","个",55]
[224,"S04860001","纯钛牙种植体系统","四级纯钛种植体产品系统","常州百康特医疗器械有限公司","常州百康特医疗器械有限公司","修复基台（单牙）","国械注准20193171890","牙种植体系统","国食药监械（准）字2014第3631592号","2024-06-02","包含注册证下相关部件纯钛或钛合金材质","适用于单牙种植修复基台、材质为纯钛或钛合金","个",140]
[225,"S04860001","纯钛牙种植体系统","四级纯钛种植体产品系统","常州百康特医疗器械有限公司","常州百康特医疗器械有限公司","愈合基台","国械注准20193171890","牙种植体系统","国食药监械（准）字2014第3631592号","2024-06-02","包含注册证下相关部件所有材质","不区分材质","个",20]
[226,"S04860001","纯钛牙种植体系统","四级纯钛种植体产品系统","常州百康特医疗器械有限公司","常州百康特医疗器械有限公司","种植体替代体","苏常械备20180173号","替代体",null,"2099-12-31","包含注册证下相关部件所有材质","不区分材质","个",20]
[227,"S04860001","纯钛牙种植体系统","四级纯钛种植体产品系统","常州百康特医疗器械有限公司","常州百康特医疗器械有限公司","转移杆","苏常械备20154006号","转移帽",null,"2099-12-31","包含注册证下相关部件所有材质","不区分材质","个",30]
[228,"S04860001","纯钛牙种植体系统","四级纯钛种植体产品系统","常州百康特医疗器械有限公司","常州百康特医疗器械有限公司","种植体（含覆盖螺丝）","国械注准20193171890","牙种植体系统","国食药监械（准）字2014第3631592号","2024-06-02","四级纯钛","不含临时种植体、穿颧种植体和一段式种植体。","个",420]
[229,"S06510001","创英种植牙系统","四级纯钛种植体产品系统","江苏创英医疗器械有限公司","江苏创英医疗器械有限公司","种植体（含覆盖螺丝）","国械注准20153171554","种植牙系统","国械注准20153631554","2025-09-08","四级纯钛","不含临时种植体、穿颧种植体和一段式种植体。","个",482]
[230,"S06510001","创英种植牙系统","四级纯钛种植体产品系统","江苏创英医疗器械有限公司","江苏创英医疗器械有限公司","种植体（含覆盖螺丝）","国械注准20173170766","种植牙系统","国械注准20173630766","2027-05-21","四级纯钛","不含临时种植体、穿颧种植体和一段式种植体。","个",482]
[231,"S06510001","创英种植牙系统","四级纯钛种植体产品系统","江苏创英医疗器械有限公司","江苏创英医疗器械有限公司","修复基台（单牙）","国械注准20153171554","种植牙系统","国械注准20153631554","2025-09-08","包含注册证下相关部件纯钛或钛合金材质","适用于单牙种植修复基台、材质为纯钛或钛合金","个",130]
[232,"S06510001","创英种植牙系统","四级纯钛种植体产品系统","江苏创英医疗器械有限公司","江苏创英医疗器械有限公司","修复基台（单牙）","国械注准20173170766","种植牙系统","国械注准20173630766","2027-05-21","包含注册证下相关部件纯钛或钛合金材质","适用于单牙种植修复基台、材质为纯钛或钛合金","个",130]
[233,"S06510001","创英种植牙系统","四级纯钛种植体产品系统","江苏创英医疗器械有限公司","江苏创英医疗器械有限公司","修复基台（单牙）","国械注准20203170485","可切削基台柱",null,"2025-05-08","包含注册证下相关部件纯钛或钛合金材质","适用于单牙种植修复基台、材质为纯钛或钛合金","个",130]
[234,"S06510001","创英种植牙系统","四级纯钛种植体产品系统","江苏创英医疗器械有限公司","江苏创英医疗器械有限公司","修复基台（单牙）","国械注准20223171049","个性化基台",null,"2027-08-14","包含注册证下相关部件纯钛或钛合金材质","适用于单牙种植修复基台、材质为纯钛或钛合金","个",130]
[235,"S06510001","创英种植牙系统","四级纯钛种植体产品系统","江苏创英医疗器械有限公司","江苏创英医疗器械有限公司","愈合基台","国械注准20153171554","种植牙系统","国械注准20153631554","2025-09-08","包含注册证下相关部件所有材质","不区分材质","个",50]
[236,"S06510001","创英种植牙系统","四级纯钛种植体产品系统","江苏创英医疗器械有限公司","江苏创英医疗器械有限公司","愈合基台","国械注准20173170766","种植牙系统","国械注准20173630766","2027-05-21","包含注册证下相关部件所有材质","不区分材质","个",50]
[237,"S06510001","创英种植牙系统","四级纯钛种植体产品系统","江苏创英医疗器械有限公司","江苏创英医疗器械有限公司","种植体替代体","苏常械备20180114号","替代体",null,"2099-12-31","包含注册证下相关部件所有材质","不区分材质","个",35]
[238,"S06510001","创英种植牙系统","四级纯钛种植体产品系统","江苏创英医疗器械有限公司","江苏创英医疗器械有限公司","转移杆","苏常械备20153128号","转移帽",null,"2099-12-31","包含注册证下相关部件所有材质","不区分材质","个",50]
[239,"S09790001","Apex种植体系统","四级纯钛种植体产品系统","郑州康德泰口腔医疗科技有限公司","郑州康德泰口腔医疗科技有限公司","种植体（含覆盖螺丝）","国械注准20153170861","种植体系统","国械注准20153460861","2025-07-12","四级纯钛","不含临时种植体、穿颧种植体和一段式种植体。","个",420]
[240,"S09790001","Apex种植体系统","四级纯钛种植体产品系统","郑州康德泰口腔医疗科技有限公司","郑州康德泰口腔医疗科技有限公司","修复基台（单牙）","国械注准20153170861","种植体系统","国械注准20153460861","2025-07-12","包含注册证下相关部件纯钛或钛合金材质","适用于单牙种植修复基台、材质为纯钛或钛合金","个",125]
[241,"S09790001","Apex种植体系统","四级纯钛种植体产品系统","郑州康德泰口腔医疗科技有限公司","郑州康德泰口腔医疗科技有限公司","愈合基台","国械注准20153170861","种植体系统","国械注准20153460861","2025-07-12","包含注册证下相关部件所有材质","不区分材质","个",74]
[242,"S09790001","Apex种植体系统","四级纯钛种植体产品系统","郑州康德泰口腔医疗科技有限公司","郑州康德泰口腔医疗科技有限公司","种植体替代体","豫郑械备20200195号","替代体",null,"2099-12-31","包含注册证下相关部件所有材质","不区分材质","个",74]
[243,"S09790001","Apex种植体系统","四级纯钛种植体产品系统","郑州康德泰口腔医疗科技有限公司","郑州康德泰口腔医疗科技有限公司","转移杆","豫郑械备20215215号","转移体",null,"2099-12-31","包含注册证下相关部件所有材质","不区分材质","个",90]
[244,"S09940001","I号种植体系统","钛合金种植体产品系统","北京大清西格科技有限公司","北京大清西格科技有限公司","转移杆","京昌械备20220030号","转移帽",null,"2099-12-31","包含注册证下相关部件所有材质","不区分材质","个",10]
[245,"S09940001","I号种植体系统","钛合金种植体产品系统","北京大清西格科技有限公司","北京大清西格科技有限公司","种植体（含覆盖螺丝）","国械注准20173170013","种植体系统","国械注准20173630013","2027-01-08","钛合金","不含临时种植体、穿颧种植体和一段式种植体。","个",518]
[246,"S09940001","I号种植体系统","钛合金种植体产品系统","北京大清西格科技有限公司","北京大清西格科技有限公司","修复基台（单牙）","国械注准20173170013","种植体系统","国械注准20173630013","2027-01-08","包含注册证下相关部件纯钛或钛合金材质","适用于单牙种植修复基台、材质为纯钛或钛合金","个",42]
[247,"S09940001","I号种植体系统","钛合金种植体产品系统","北京大清西格科技有限公司","北京大清西格科技有限公司","愈合基台","国械注准20173170013","种植体系统","国械注准20173630013","2027-01-08","包含注册证下相关部件所有材质","不区分材质","个",19]
[248,"S09940001","I号种植体系统","钛合金种植体产品系统","北京大清西格科技有限公司","北京大清西格科技有限公司","种植体替代体","京昌械备20190011号","替代体",null,"2099-12-31","包含注册证下相关部件所有材质","不区分材质","个",10]
[249,"S12630001","IEZ ANT种植体系统","四级纯钛种植体产品系统","四川鸿政博恩口腔科技有限公司","四川鸿政博恩口腔科技有限公司","种植体（含覆盖螺丝）","国械注准20213170859","牙科种植体及附件",null,"2026-10-26","四级纯钛","不含临时种植体、穿颧种植体和一段式种植体。","个",700]
[250,"S12630001","IEZ ANT种植体系统","四级纯钛种植体产品系统","四川鸿政博恩口腔科技有限公司","四川鸿政博恩口腔科技有限公司","修复基台（单牙）","国械注准20223170179","基台",null,"2027-02-10","包含注册证下相关部件纯钛或钛合金材质","适用于单牙种植修复基台、材质为纯钛或钛合金","个",60]
[251,"S12630001","IEZ ANT种植体系统","四级纯钛种植体产品系统","四川鸿政博恩口腔科技有限公司","四川鸿政博恩口腔科技有限公司","愈合基台","国械注准20223170179","基台",null,"2027-02-10","包含注册证下相关部件所有材质","不区分材质","个",70]
[252,"S12630001","IEZ ANT种植体系统","四级纯钛种植体产品系统","四川鸿政博恩口腔科技有限公司","四川鸿政博恩口腔科技有限公司","种植体替代体","川资械备20190002号","替代体",null,"2099-12-31","包含注册证下相关部件所有材质","不区分材质","个",58]
[253,"S12630001","IEZ ANT种植体系统","四级纯钛种植体产品系统","四川鸿政博恩口腔科技有限公司","四川鸿政博恩口腔科技有限公司","转移杆","川资械备20190001号","印模转移杆",null,"2099-12-31","包含注册证下相关部件所有材质","不区分材质","个",70]
[254,"S13310001","Regrown骨水平种植体","四级纯钛种植体产品系统","江苏人冠医疗科技有限公司","江苏人冠医疗科技有限公司","种植体（含覆盖螺丝）","国械注准20223171063","牙种植体及附件",null,"2027-08-14","四级纯钛","不含临时种植体、穿颧种植体和一段式种植体。","个",528]
[255,"S13310001","Regrown骨水平种植体","四级纯钛种植体产品系统","江苏人冠医疗科技有限公司","江苏人冠医疗科技有限公司","修复基台（单牙）","国械注准20223171152","基台及附件",null,"2027-09-04","包含注册证下相关部件纯钛或钛合金材质","适用于单牙种植修复基台、材质为纯钛或钛合金","个",135]
[256,"S13310001","Regrown骨水平种植体","四级纯钛种植体产品系统","江苏人冠医疗科技有限公司","江苏人冠医疗科技有限公司","愈合基台","国械注准20223171152","基台及附件",null,"2027-09-04","包含注册证下相关部件所有材质","不区分材质","个",129]
[257,"S13310001","Regrown骨水平种植体","四级纯钛种植体产品系统","江苏人冠医疗科技有限公司","江苏人冠医疗科技有限公司","种植体替代体","苏苏械备20200215号","替代体",null,"2099-12-31","包含注册证下相关部件所有材质","不区分材质","个",45]
[258,"S13310001","Regrown骨水平种植体","四级纯钛种植体产品系统","江苏人冠医疗科技有限公司","江苏人冠医疗科技有限公司","转移杆","苏苏械备20200216号","转移杆",null,"2099-12-31","包含注册证下相关部件所有材质","不区分材质","个",43]
[259,"S13670001","百齿泰DM种植系统","四级纯钛种植体产品系统","百齿泰（厦门）医疗科技有限公司","百齿泰（厦门）医疗科技有限公司","种植体（含覆盖螺丝）","国械注准20193170720","种植体系统",null,"2024-09-28","四级纯钛","不含临时种植体、穿颧种植体和一段式种植体。","个",679]
[260,"S13670001","百齿泰DM种植系统","四级纯钛种植体产品系统","百齿泰（厦门）医疗科技有限公司","百齿泰（厦门）医疗科技有限公司","修复基台（单牙）","国械注准20193170720","种植体系统",null,"2024-09-28","包含注册证下相关部件纯钛或钛合金材质","适用于单牙种植修复基台、材质为纯钛或钛合金","个",15]
[261,"S13670001","百齿泰DM种植系统","四级纯钛种植体产品系统","百齿泰（厦门）医疗科技有限公司","百齿泰（厦门）医疗科技有限公司","愈合基台","国械注准20193170720","种植体系统",null,"2024-09-28","包含注册证下相关部件所有材质","不区分材质","个",10]
[262,"S13670001","百齿泰DM种植系统","四级纯钛种植体产品系统","百齿泰（厦门）医疗科技有限公司","百齿泰（厦门）医疗科技有限公司","种植体替代体","闽厦械备20190237号","替代体",null,"2099-12-31","包含注册证下相关部件所有材质","不区分材质","个",10]
[263,"S13670001","百齿泰DM种植系统","四级纯钛种植体产品系统","百齿泰（厦门）医疗科技有限公司","百齿泰（厦门）医疗科技有限公司","转移杆","闽厦械备20190235号","印模帽",null,"2099-12-31","包含注册证下相关部件所有材质","不区分材质","个",15]
[264,"S14180001","中科安齿四级纯钛产品系统","四级纯钛种植体产品系统","广东中科安齿生物科技有限公司","广东中科安齿生物科技有限公司","种植体（含覆盖螺丝）","国械注准20203171012","牙种植体",null,"2025-12-30","四级纯钛","不含临时种植体、穿颧种植体和一段式种植体。","个",470]
[265,"S14180001","中科安齿四级纯钛产品系统","四级纯钛种植体产品系统","广东中科安齿生物科技有限公司","广东中科安齿生物科技有限公司","修复基台（单牙）","国械注准20213170009","基台系统",null,"2026-01-05","包含注册证下相关部件纯钛或钛合金材质","适用于单牙种植修复基台、材质为纯钛或钛合金","个",100]
[266,"S14180001","中科安齿四级纯钛产品系统","四级纯钛种植体产品系统","广东中科安齿生物科技有限公司","广东中科安齿生物科技有限公司","修复基台（单牙）","国械注准20223170163","个性化基台",null,"2027-02-10","包含注册证下相关部件纯钛或钛合金材质","适用于单牙种植修复基台、材质为纯钛或钛合金","个",100]
[267,"S14180001","中科安齿四级纯钛产品系统","四级纯钛种植体产品系统","广东中科安齿生物科技有限公司","广东中科安齿生物科技有限公司","愈合基台","国械注准20213170009","基台系统",null,"2026-01-05","包含注册证下相关部件所有材质","不区分材质","个",38]
[268,"S14180001","中科安齿四级纯钛产品系统","四级纯钛种植体产品系统","广东中科安齿生物科技有限公司","广东中科安齿生物科技有限公司","种植体替代体","粤禅械备20220006号","替代体","粤禅械备20210132号","2099-12-31","包含注册证下相关部件所有材质","不区分材质","个",77]
[269,"S14180001","中科安齿四级纯钛产品系统","四级纯钛种植体产品系统","广东中科安齿生物科技有限公司","广东中科安齿生物科技有限公司","转移杆","粤禅械备20220008号","印模帽","粤禅械备20210132号","2099-12-31","包含注册证下相关部件所有材质","不区分材质","个",77]
[270,"S14180001","中科安齿四级纯钛产品系统","四级纯钛种植体产品系统","广东中科安齿生物科技有限公司","广东中科安齿生物科技有限公司","转移杆","粤禅械备20220007号","印模转移杆","粤禅械备20210132号","2099-12-31","包含注册证下相关部件所有材质","不区分材质","个",77]
[271,"S14250001","四级纯钛种植系统","四级纯钛种植体产品系统","山东恒泰医疗器械有限公司","山东恒泰医疗器械有限公司","种植体（含覆盖螺丝）","国械注准20203170554","牙种植体",null,"2025-06-08","四级纯钛","不含临时种植体、穿颧种植体和一段式种植体。","个",700]
[272,"S14250001","四级纯钛种植系统","四级纯钛种植体产品系统","山东恒泰医疗器械有限公司","山东恒泰医疗器械有限公司","修复基台（单牙）","国械注准20203170555","基台",null,"2025-06-08","包含注册证下相关部件纯钛或钛合金材质","适用于单牙种植修复基台、材质为纯钛或钛合金","个",80]
[273,"S14250001","四级纯钛种植系统","四级纯钛种植体产品系统","山东恒泰医疗器械有限公司","山东恒泰医疗器械有限公司","愈合基台","国械注准20203170555","基台",null,"2025-06-08","包含注册证下相关部件所有材质","不区分材质","个",80]
[274,"S14250001","四级纯钛种植系统","四级纯钛种植体产品系统","山东恒泰医疗器械有限公司","山东恒泰医疗器械有限公司","种植体替代体","鲁泰械备20200082号","牙科种植用配件",null,"2099-12-31","包含注册证下相关部件所有材质","不区分材质","个",60]
[275,"S14250001","四级纯钛种植系统","四级纯钛种植体产品系统","山东恒泰医疗器械有限公司","山东恒泰医疗器械有限公司","转移杆","鲁泰械备20200082号","牙科种植用配件",null,"2099-12-31","包含注册证下相关部件所有材质","不区分材质","个",60]
[276,"S30860001","利多齿种植体系统LeadOss Implant System","四级纯钛种植体产品系统","杭州民生立德医疗科技有限公司","杭州民生立德医疗科技有限公司","种植体（含覆盖螺丝）","国械注准20213170721","骨水平牙种植体及附件",null,"2026-09-12","四级纯钛","不含临时种植体、穿颧种植体和一段式种植体。","个",358]
[277,"S30860001","利多齿种植体系统LeadOss Implant System","四级纯钛种植体产品系统","杭州民生立德医疗科技有限公司","杭州民生立德医疗科技有限公司","种植体（含覆盖螺丝）","国械注准20223170101","软组织水平牙种植体及附件",null,"2027-01-20","四级纯钛","不含临时种植体、穿颧种植体和一段式种植体。","个",358]
[278,"S30860001","利多齿种植体系统LeadOss Implant System","四级纯钛种植体产品系统","杭州民生立德医疗科技有限公司","杭州民生立德医疗科技有限公司","修复基台（单牙）","国械注准20213170645","骨水平牙种植体基台",null,"2026-08-17","包含注册证下相关部件纯钛或钛合金材质","适用于单牙种植修复基台、材质为纯钛或钛合金","个",60]
[279,"S30860001","利多齿种植体系统LeadOss Implant System","四级纯钛种植体产品系统","杭州民生立德医疗科技有限公司","杭州民生立德医疗科技有限公司","修复基台（单牙）","国械注准20223170283","软组织水平牙种植体基台",null,"2027-02-27","包含注册证下相关部件纯钛或钛合金材质","适用于单牙种植修复基台、材质为纯钛或钛合金","个",60]
[280,"S30860001","利多齿种植体系统LeadOss Implant System","四级纯钛种植体产品系统","杭州民生立德医疗科技有限公司","杭州民生立德医疗科技有限公司","愈合基台","国械注准20213170721","骨水平牙种植体及附件",null,"2026-09-12","包含注册证下相关部件所有材质","不区分材质","个",40]
[281,"S30860001","利多齿种植体系统LeadOss Implant System","四级纯钛种植体产品系统","杭州民生立德医疗科技有限公司","杭州民生立德医疗科技有限公司","愈合基台","国械注准20223170101","软组织水平牙种植体及附件",null,"2027-01-20","包含注册证下相关部件所有材质","不区分材质","个",40]
[282,"S30860001","利多齿种植体系统LeadOss Implant System","四级纯钛种植体产品系统","杭州民生立德医疗科技有限公司","杭州民生立德医疗科技有限公司","种植体替代体","浙杭械备20170184号","转移帽",null,"2099-12-31","包含注册证下相关部件所有材质","不区分材质","个",40]
[283,"S30860001","利多齿种植体系统LeadOss Implant System","四级纯钛种植体产品系统","杭州民生立德医疗科技有限公司","杭州民生立德医疗科技有限公司","转移杆","浙杭械备20170184号","转移帽",null,"2099-12-31","包含注册证下相关部件所有材质","不区分材质","个",50]
[284,"S39130001","牙科种植体","四级纯钛种植体产品系统","瑞奇医疗科技（嘉兴）有限公司","瑞奇医疗科技（嘉兴）有限公司","种植体（含覆盖螺丝）","国械注准20223170783","牙科种植体",null,"2027-06-27","四级纯钛","不含临时种植体、穿颧种植体和一段式种植体。","个",512]
[285,"S39130001","牙科种植体","四级纯钛种植体产品系统","瑞奇医疗科技（嘉兴）有限公司","瑞奇医疗科技（嘉兴）有限公司","修复基台（单牙）","国械注准20223170738","牙科种植体基台及附件",null,"2027-06-12","包含注册证下相关部件纯钛或钛合金材质","适用于单牙种植修复基台、材质为纯钛或钛合金","个",244]
[286,"S39130001","牙科种植体","四级纯钛种植体产品系统","瑞奇医疗科技（嘉兴）有限公司","瑞奇医疗科技（嘉兴）有限公司","愈合基台","国械注准20223170738","牙科种植体基台及附件",null,"2027-06-12","包含注册证下相关部件所有材质","不区分材质","个",49]
[287,"S39130001","牙科种植体","四级纯钛种植体产品系统","瑞奇医疗科技（嘉兴）有限公司","瑞奇医疗科技（嘉兴）有限公司","种植体替代体","浙嘉械备20180013号","替代体",null,"2099-12-31","包含注册证下相关部件所有材质","不区分材质","个",55]
[288,"S39130001","牙科种植体","四级纯钛种植体产品系统","瑞奇医疗科技（嘉兴）有限公司","瑞奇医疗科技（嘉兴）有限公司","转移杆","浙嘉械备20180001号","转移帽",null,"2099-12-31","包含注册证下相关部件所有材质","不区分材质","个",85]

{"sheet":"规格型号目录","index":1,"n_rows":19908,"n_cols":31,"rows_kept":2250,"cut":true,"bounds":{"rows_first":1000,"rows_last":250,"rows_between":1000,"halvings":1}}
["部件编号","产品系统编号","产品系统名称","产品系统类别","申报企业","所选医疗器械注册人","部件名称","医疗器械注册证号","注册证名称","老版（旧）医疗器械注册证号","部件材质","备注","计价单位","中选价格","GoodsId","医疗器械注册证编号","医疗器械注册证号","医疗器械注册备案产品名称","注册备案人","国家医保编码企业名称","单件产品编码","单件产品名称","规格","型号","产品材质","国家医保编码20位","国家医保编码27位","udi","是否有医保编码","匹配","编号"]
[258,"S13310001","Regrown骨水平种植体","四级纯钛种植体产品系统","江苏人冠医疗科技有限公司","江苏人冠医疗科技有限公司","转移杆","苏苏械备20200216号","转移杆",null,"包含注册证下相关部件所有材质","不区分材质","个",43,"13844d75-e2b3-11ea-bf70-fa163e0a8baf","f72fdf5d-ca52-11ea-a4d6-fa163e0a8baf","苏苏械备20200216号","转移杆","江苏人冠医疗科技有限公司","江苏人冠医疗科技有限公司","01466029-e1c9-11ea-bf70-fa163e0a8baf","转移杆","开窗 螺丝固位 4.3 20°","ZMC","钛合金","C0702041390200212144","C07020413902002121440000018"]
[258,"S13310001","Regrown骨水平种植体","四级纯钛种植体产品系统","江苏人冠医疗科技有限公司","江苏人冠医疗科技有限公司","转移杆","苏苏械备20200216号","转移杆",null,"包含注册证下相关部件所有材质","不区分材质","个",43,"138d081e-e2b3-11ea-bf70-fa163e0a8baf","f72fdf5d-ca52-11ea-a4d6-fa163e0a8baf","苏苏械备20200216号","转移杆","江苏人冠医疗科技有限公司","江苏人冠医疗科技有限公司","01466029-e1c9-11ea-bf70-fa163e0a8baf","转移杆","闭窗 L 18","ZMC","钛合金","C0702041390200212144","C07020413902002121440000025"]
[258,"S13310001","Regrown骨水平种植体","四级纯钛种植体产品系统","江苏人冠医疗科技有限公司","江苏人冠医疗科技有限公司","转移杆","苏苏械备20200216号","转移杆",null,"包含注册证下相关部件所有材质","不区分材质","个",43,"13966c71-e2b3-11ea-bf70-fa163e0a8baf","f72fdf5d-ca52-11ea-a4d6-fa163e0a8baf","苏苏械备20200216号","转移杆","江苏人冠医疗科技有限公司","江苏人冠医疗科技有限公司","01466029-e1c9-11ea-bf70-fa163e0a8baf","转移杆","开窗 S 21N","ZMC","钛合金","C0702041390200212144","C07020413902002121440000015"]
[258,"S13310001","Regrown骨水平种植体","四级纯钛种植体产品系统","江苏人冠医疗科技有限公司","江苏人冠医疗科技有限公司","转移杆","苏苏械备20200216号","转移杆",null,"包含注册证下相关部件所有材质","不区分材质","个",43,"1396a44b-e2b3-11ea-bf70-fa163e0a8baf","f72fdf5d-ca52-11ea-a4d6-fa163e0a8baf","苏苏械备20200216号","转移杆","江苏人冠医疗科技有限公司","江苏人冠医疗科技有限公司","01466029-e1c9-11ea-bf70-fa163e0a8baf","转移杆","开窗 13","NOS","钛合金","C0702041390200212144","C07020413902002121440000002"]
[258,"S13310001","Regrown骨水平种植体","四级纯钛种植体产品系统","江苏人冠医疗科技有限公司","江苏人冠医疗科技有限公司","转移杆","苏苏械备20200216号","转移杆",null,"包含注册证下相关部件所有材质","不区分材质","个",43,"1396a623-e2b3-11ea-bf70-fa163e0a8baf","f72fdf5d-ca52-11ea-a4d6-fa163e0a8baf","苏苏械备20200216号","转移杆","江苏人冠医疗科技有限公司","江苏人冠医疗科技有限公司","01466029-e1c9-11ea-bf70-fa163e0a8baf","转移杆","闭窗 L 21","ZMC","钛合金","C0702041390200212144","C07020413902002121440000026"]
[258,"S13310001","Regrown骨水平种植体","四级纯钛种植体产品系统","江苏人冠医疗科技有限公司","江苏人冠医疗科技有限公司","转移杆","苏苏械备20200216号","转移杆",null,"包含注册证下相关部件所有材质","不区分材质","个",43,"1396a7ec-e2b3-11ea-bf70-fa163e0a8baf","f72fdf5d-ca52-11ea-a4d6-fa163e0a8baf","苏苏械备20200216号","转移杆","江苏人冠医疗科技有限公司","江苏人冠医疗科技有限公司","01466029-e1c9-11ea-bf70-fa163e0a8baf","转移杆","开窗 4/6.5","ZMV","钛合金","C0702041390200212144","C07020413902002121440000008"]
[258,"S13310001","Regrown骨水平种植体","四级纯钛种植体产品系统","江苏人冠医疗科技有限公司","江苏人冠医疗科技有限公司","转移杆","苏苏械备20200216号","转移杆",null,"包含注册证下相关部件所有材质","不区分材质","个",43,"1396ca1b-e2b3-11ea-bf70-fa163e0a8baf","f72fdf5d-ca52-11ea-a4d6-fa163e0a8baf","苏苏械备20200216号","转移杆","江苏人冠医疗科技有限公司","江苏人冠医疗科技有限公司","01466029-e1c9-11ea-bf70-fa163e0a8baf","转移杆","开窗 3/5.5","ZMV","钛合金","C0702041390200212144","C07020413902002121440000005"]
[258,"S13310001","Regrown骨水平种植体","四级纯钛种植体产品系统","江苏人冠医疗科技有限公司","江苏人冠医疗科技有限公司","转移杆","苏苏械备20200216号","转移杆",null,"包含注册证下相关部件所有材质","不区分材质","个",43,"1396cc27-e2b3-11ea-bf70-fa163e0a8baf","f72fdf5d-ca52-11ea-a4d6-fa163e0a8baf","苏苏械备20200216号","转移杆","江苏人冠医疗科技有限公司","江苏人冠医疗科技有限公司","01466029-e1c9-11ea-bf70-fa163e0a8baf","转移杆","开窗 L 27N","ZMC","钛合金","C0702041390200212144","C07020413902002121440000013"]
[258,"S13310001","Regrown骨水平种植体","四级纯钛种植体产品系统","江苏人冠医疗科技有限公司","江苏人冠医疗科技有限公司","转移杆","苏苏械备20200216号","转移杆",null,"包含注册证下相关部件所有材质","不区分材质","个",43,"1396cdc9-e2b3-11ea-bf70-fa163e0a8baf","f72fdf5d-ca52-11ea-a4d6-fa163e0a8baf","苏苏械备20200216号","转移杆","江苏人冠医疗科技有限公司","江苏人冠医疗科技有限公司","01466029-e1c9-11ea-bf70-fa163e0a8baf","转移杆","闭窗 锥形基台","ZMV","钛合金","C0702041390200212144","C07020413902002121440000031"]
[258,"S13310001","Regrown骨水平种植体","四级纯钛种植体产品系统","江苏人冠医疗科技有限公司","江苏人冠医疗科技有限公司","转移杆","苏苏械备20200216号","转移杆",null,"包含注册证下相关部件所有材质","不区分材质","个",43,"1396eb30-e2b3-11ea-bf70-fa163e0a8baf","f72fdf5d-ca52-11ea-a4d6-fa163e0a8baf","苏苏械备20200216号","转移杆","江苏人冠医疗科技有限公司","江苏人冠医疗科技有限公司","01466029-e1c9-11ea-bf70-fa163e0a8baf","转移杆","开窗 S 26","ZMC","钛合金","C0702041390200212144","C07020413902002121440000016"]
[258,"S13310001","Regrown骨水平种植体","四级纯钛种植体产品系统","江苏人冠医疗科技有限公司","江苏人冠医疗科技有限公司","转移杆","苏苏械备20200216号","转移杆",null,"包含注册证下相关部件所有材质","不区分材质","个",43,"1396ece1-e2b3-11ea-bf70-fa163e0a8baf","f72fdf5d-ca52-11ea-a4d6-fa163e0a8baf","苏苏械备20200216号","转移杆","江苏人冠医疗科技有限公司","江苏人冠医疗科技有限公司","01466029-e1c9-11ea-bf70-fa163e0a8baf","转移杆","闭窗8","NOS","钛合金","C0702041390200212144","C07020413902002121440000034"]
[258,"S13310001","Regrown骨水平种植体","四级纯钛种植体产品系统","江苏人冠医疗科技有限公司","江苏人冠医疗科技有限公司","转移杆","苏苏械备20200216号","转移杆",null,"包含注册证下相关部件所有材质","不区分材质","个",43,"1396ee5c-e2b3-11ea-bf70-fa163e0a8baf","f72fdf5d-ca52-11ea-a4d6-fa163e0a8baf","苏苏械备20200216号","转移杆","江苏人冠医疗科技有限公司","江苏人冠医疗科技有限公司","01466029-e1c9-11ea-bf70-fa163e0a8baf","转移杆","开窗 螺丝固位 4.3 45°","ZMC","钛合金","C0702041390200212144","C07020413902002121440000019"]
[258,"S13310001","Regrown骨水平种植体","四级纯钛种植体产品系统","江苏人冠医疗科技有限公司","江苏人冠医疗科技有限公司","转移杆","苏苏械备20200216号","转移杆",null,"包含注册证下相关部件所有材质","不区分材质","个",43,"1396efe4-e2b3-11ea-bf70-fa163e0a8baf","f72fdf5d-ca52-11ea-a4d6-fa163e0a8baf","苏苏械备20200216号","转移杆","江苏人冠医疗科技有限公司","江苏人冠医疗科技有限公司","01466029-e1c9-11ea-bf70-fa163e0a8baf","转移杆","开窗 螺丝固位 角度","ZMC","钛合金","C0702041390200212144","C07020413902002121440000022"]
[258,"S13310001","Regrown骨水平种植体","四级纯钛种植体产品系统","江苏人冠医疗科技有限公司","江苏人冠医疗科技有限公司","转移杆","苏苏械备20200216号","转移杆",null,"包含注册证下相关部件所有材质","不区分材质","个",43,"1396f16f-e2b3-11ea-bf70-fa163e0a8baf","f72fdf5d-ca52-11ea-a4d6-fa163e0a8baf","苏苏械备20200216号","转移杆","江苏人冠医疗科技有限公司","江苏人冠医疗科技有限公司","01466029-e1c9-11ea-bf70-fa163e0a8baf","转移杆","开窗 3/4.5","ZMV","钛合金","C0702041390200212144","C07020413902002121440000004"]
[258,"S13310001","Regrown骨水平种植体","四级纯钛种植体产品系统","江苏人冠医疗科技有限公司","江苏人冠医疗科技有限公司","转移杆","苏苏械备20200216号","转移杆",null,"包含注册证下相关部件所有材质","不区分材质","个",43,"1396f2e5-e2b3-11ea-bf70-fa163e0a8baf","f72fdf5d-ca52-11ea-a4d6-fa163e0a8baf","苏苏械备20200216号","转移杆","江苏人冠医疗科技有限公司","江苏人冠医疗科技有限公司","01466029-e1c9-11ea-bf70-fa163e0a8baf","转移杆","开窗 螺丝固位 5.5 45°","ZMC","钛合金","C0702041390200212144","C07020413902002121440000021"]
[258,"S13310001","Regrown骨水平种植体","四级纯钛种植体产品系统","江苏人冠医疗科技有限公司","江苏人冠医疗科技有限公司","转移杆","苏苏械备20200216号","转移杆",null,"包含注册证下相关部件所有材质","不区分材质","个",43,"13970f2c-e2b3-11ea-bf70-fa163e0a8baf","f72fdf5d-ca52-11ea-a4d6-fa163e0a8baf","苏苏械备20200216号","转移杆","江苏人冠医疗科技有限公司","江苏人冠医疗科技有限公司","01466029-e1c9-11ea-bf70-fa163e0a8baf","转移杆","开窗 8","NOS","钛合金","C0702041390200212144","C07020413902002121440000009"]
[258,"S13310001","Regrown骨水平种植体","四级纯钛种植体产品系统","江苏人冠医疗科技有限公司","江苏人冠医疗科技有限公司","转移杆","苏苏械备20200216号","转移杆",null,"包含注册证下相关部件所有材质","不区分材质","个",43,"139710c5-e2b3-11ea-bf70-fa163e0a8baf","f72fdf5d-ca52-11ea-a4d6-fa163e0a8baf","苏苏械备20200216号","转移杆","江苏人冠医疗科技有限公司","江苏人冠医疗科技有限公司","01466029-e1c9-11ea-bf70-fa163e0a8baf","转移杆","闭窗11","NOS","钛合金","C0702041390200212144","C07020413902002121440000032"]
[258,"S13310001","Regrown骨水平种植体","四级纯钛种植体产品系统","江苏人冠医疗科技有限公司","江苏人冠医疗科技有限公司","转移杆","苏苏械备20200216号","转移杆",null,"包含注册证下相关部件所有材质","不区分材质","个",43,"13971252-e2b3-11ea-bf70-fa163e0a8baf","f72fdf5d-ca52-11ea-a4d6-fa163e0a8baf","苏苏械备20200216号","转移杆","江苏人冠医疗科技有限公司","江苏人冠医疗科技有限公司","01466029-e1c9-11ea-bf70-fa163e0a8baf","转移杆","闭窗18","NOS","钛合金","C0702041390200212144","C07020413902002121440000033"]
[258,"S13310001","Regrown骨水平种植体","四级纯钛种植体产品系统","江苏人冠医疗科技有限公司","江苏人冠医疗科技有限公司","转移杆","苏苏械备20200216号","转移杆",null,"包含注册证下相关部件所有材质","不区分材质","个",43,"139713bc-e2b3-11ea-bf70-fa163e0a8baf","f72fdf5d-ca52-11ea-a4d6-fa163e0a8baf","苏苏械备20200216号","转移杆","江苏人冠医疗科技有限公司","江苏人冠医疗科技有限公司","01466029-e1c9-11ea-bf70-fa163e0a8baf","转移杆","闭窗 S 16","ZMC","钛合金","C0702041390200212144","C07020413902002121440000027"]
[258,"S13310001","Regrown骨水平种植体","四级纯钛种植体产品系统","江苏人冠医疗科技有限公司","江苏人冠医疗科技有限公司","转移杆","苏苏械备20200216号","转移杆",null,"包含注册证下相关部件所有材质","不区分材质","个",43,"1397152e-e2b3-11ea-bf70-fa163e0a8baf","f72fdf5d-ca52-11ea-a4d6-fa163e0a8baf","苏苏械备20200216号","转移杆","江苏人冠医疗科技有限公司","江苏人冠医疗科技有限公司","01466029-e1c9-11ea-bf70-fa163e0a8baf","转移杆","闭窗 复合基台 8","NOS","钛合金","C0702041390200212144","C07020413902002121440000029"]
[258,"S13310001","Regrown骨水平种植体","四级纯钛种植体产品系统","江苏人冠医疗科技有限公司","江苏人冠医疗科技有限公司","转移杆","苏苏械备20200216号","转移杆",null,"包含注册证下相关部件所有材质","不区分材质","个",43,"1397169b-e2b3-11ea-bf70-fa163e0a8baf","f72fdf5d-ca52-11ea-a4d6-fa163e0a8baf","苏苏械备20200216号","转移杆","江苏人冠医疗科技有限公司","江苏人冠医疗科技有限公司","01466029-e1c9-11ea-bf70-fa163e0a8baf","转移杆","开窗 L 22N","ZMC","钛合金","C0702041390200212144","C07020413902002121440000011"]
[258,"S13310001","Regrown骨水平种植体","四级纯钛种植体产品系统","江苏人冠医疗科技有限公司","江苏人冠医疗科技有限公司","转移杆","苏苏械备20200216号","转移杆",null,"包含注册证下相关部件所有材质","不区分材质","个",43,"13971808-e2b3-11ea-bf70-fa163e0a8baf","f72fdf5d-ca52-11ea-a4d6-fa163e0a8baf","苏苏械备20200216号","转移杆","江苏人冠医疗科技有限公司","江苏人冠医疗科技有限公司","01466029-e1c9-11ea-bf70-fa163e0a8baf","转移杆","开窗 L 27","ZMC","钛合金","C0702041390200212144","C07020413902002121440000012"]
[258,"S13310001","Regrown骨水平种植体","四级纯钛种植体产品系统","江苏人冠医疗科技有限公司","江苏人冠医疗科技有限公司","转移杆","苏苏械备20200216号","转移杆",null,"包含注册证下相关部件所有材质","不区分材质","个",43,"1397196c-e2b3-11ea-bf70-fa163e0a8baf","f72fdf5d-ca52-11ea-a4d6-fa163e0a8baf","苏苏械备20200216号","转移杆","江苏人冠医疗科技有限公司","江苏人冠医疗科技有限公司","01466029-e1c9-11ea-bf70-fa163e0a8baf","转移杆","开窗 螺丝固位 5.5 22°","ZMC","钛合金","C0702041390200212144","C07020413902002121440000020"]
[258,"S13310001","Regrown骨水平种植体","四级纯钛种植体产品系统","江苏人冠医疗科技有限公司","江苏人冠医疗科技有限公司","转移杆","苏苏械备20200216号","转移杆",null,"包含注册证下相关部件所有材质","不区分材质","个",43,"13971aef-e2b3-11ea-bf70-fa163e0a8baf","f72fdf5d-ca52-11ea-a4d6-fa163e0a8baf","苏苏械备20200216号","转移杆","江苏人冠医疗科技有限公司","江苏人冠医疗科技有限公司","01466029-e1c9-11ea-bf70-fa163e0a8baf","转移杆","开窗 3/3.5","ZMV","钛合金","C0702041390200212144","C07020413902002121440000003"]
[258,"S13310001","Regrown骨水平种植体","四级纯钛种植体产品系统","江苏人冠医疗科技有限公司","江苏人冠医疗科技有限公司","转移杆","苏苏械备20200216号","转移杆",null,"包含注册证下相关部件所有材质","不区分材质","个",43,"13971c5e-e2b3-11ea-bf70-fa163e0a8baf","f72fdf5d-ca52-11ea-a4d6-fa163e0a8baf","苏苏械备20200216号","转移杆","江苏人冠医疗科技有限公司","江苏人冠医疗科技有限公司","01466029-e1c9-11ea-bf70-fa163e0a8baf","转移杆","闭窗 螺丝固位 20°/45°","ZMC","钛合金","C0702041390200212144","C07020413902002121440000030"]
[258,"S13310001","Regrown骨水平种植体","四级纯钛种植体产品系统","江苏人冠医疗科技有限公司","江苏人冠医疗科技有限公司","转移杆","苏苏械备20200216号","转移杆",null,"包含注册证下相关部件所有材质","不区分材质","个",43,"13971dcf-e2b3-11ea-bf70-fa163e0a8baf","f72fdf5d-ca52-11ea-a4d6-fa163e0a8baf","苏苏械备20200216号","转移杆","江苏人冠医疗科技有限公司","江苏人冠医疗科技有限公司","01466029-e1c9-11ea-bf70-fa163e0a8baf","转移杆","开窗 S 21","ZMC","钛合金","C0702041390200212144","C07020413902002121440000014"]
[258,"S13310001","Regrown骨水平种植体","四级纯钛种植体产品系统","江苏人冠医疗科技有限公司","江苏人冠医疗科技有限公司","转移杆","苏苏械备20200216号","转移杆",null,"包含注册证下相关部件所有材质","不区分材质","个",43,"13971f31-e2b3-11ea-bf70-fa163e0a8baf","f72fdf5d-ca52-11ea-a4d6-fa163e0a8baf","苏苏械备20200216号","转移杆","江苏人冠医疗科技有限公司","江苏人冠医疗科技有限公司","01466029-e1c9-11ea-bf70-fa163e0a8baf","转移杆","延长套","NOS","钛合金","C0702041390200212144","C07020413902002121440000001"]
[258,"S13310001","Regrown骨水平种植体","四级纯钛种植体产品系统","江苏人冠医疗科技有限公司","江苏人冠医疗科技有限公司","转移杆","苏苏械备20200216号","转移杆",null,"包含注册证下相关部件所有材质","不区分材质","个",43,"139720a3-e2b3-11ea-bf70-fa163e0a8baf","f72fdf5d-ca52-11ea-a4d6-fa163e0a8baf","苏苏械备20200216号","转移杆","江苏人冠医疗科技有限公司","江苏人冠医疗科技有限公司","01466029-e1c9-11ea-bf70-fa163e0a8baf","转移杆","开窗 4/4.5","ZMV","钛合金","C0702041390200212144","C07020413902002121440000006"]
[258,"S13310001","Regrown骨水平种植体","四级纯钛种植体产品系统","江苏人冠医疗科技有限公司","江苏人冠医疗科技有限公司","转移杆","苏苏械备20200216号","转移杆",null,"包含注册证下相关部件所有材质","不区分材质","个",43,"1397220d-e2b3-11ea-bf70-fa163e0a8baf","f72fdf5d-ca52-11ea-a4d6-fa163e0a8baf","苏苏械备20200216号","转移杆","江苏人冠医疗科技有限公司","江苏人冠医疗科技有限公司","01466029-e1c9-11ea-bf70-fa163e0a8baf","转移杆","闭窗 S 19","ZMC","钛合金","C0702041390200212144","C07020413902002121440000028"]
[258,"S13310001","Regrown骨水平种植体","四级纯钛种植体产品系统","江苏人冠医疗科技有限公司","江苏人冠医疗科技有限公司","转移杆","苏苏械备20200216号","转移杆",null,"包含注册证下相关部件所有材质","不区分材质","个",43,"13972377-e2b3-11ea-bf70-fa163e0a8baf","f72fdf5d-ca52-11ea-a4d6-fa163e0a8baf","苏苏械备20200216号","转移杆","江苏人冠医疗科技有限公司","江苏人冠医疗科技有限公司","01466029-e1c9-11ea-bf70-fa163e0a8baf","转移杆","开窗 S 26N","ZMC","钛合金","C0702041390200212144","C07020413902002121440000017"]
[258,"S13310001","Regrown骨水平种植体","四级纯钛种植体产品系统","江苏人冠医疗科技有限公司","江苏人冠医疗科技有限公司","转移杆","苏苏械备20200216号","转移杆",null,"包含注册证下相关部件所有材质","不区分材质","个",43,"139724ea-e2b3-11ea-bf70-fa163e0a8baf","f72fdf5d-ca52-11ea-a4d6-fa163e0a8baf","苏苏械备20200216号","转移杆","江苏人冠医疗科技有限公司","江苏人冠医疗科技有限公司","01466029-e1c9-11ea-bf70-fa163e0a8baf","转移杆","开窗 L 22","ZMC","钛合金","C0702041390200212144","C07020413902002121440000010"]
[258,"S13310001","Regrown骨水平种植体","四级纯钛种植体产品系统","江苏人冠医疗科技有限公司","江苏人冠医疗科技有限公司","转移杆","苏苏械备20200216号","转移杆",null,"包含注册证下相关部件所有材质","不区分材质","个",43,"1397265b-e2b3-11ea-bf70-fa163e0a8baf","f72fdf5d-ca52-11ea-a4d6-fa163e0a8baf","苏苏械备20200216号","转移杆","江苏人冠医疗科技有限公司","江苏人冠医疗科技有限公司","01466029-e1c9-11ea-bf70-fa163e0a8baf","转移杆","开窗 锥形基台","ZMV","钛合金","C0702041390200212144","C07020413902002121440000023"]
[258,"S13310001","Regrown骨水平种植体","四级纯钛种植体产品系统","江苏人冠医疗科技有限公司","江苏人冠医疗科技有限公司","转移杆","苏苏械备20200216号","转移杆",null,"包含注册证下相关部件所有材质","不区分材质","个",43,"139727c3-e2b3-11ea-bf70-fa163e0a8baf","f72fdf5d-ca52-11ea-a4d6-fa163e0a8baf","苏苏械备20200216号","转移杆","江苏人冠医疗科技有限公司","江苏人冠医疗科技有限公司","01466029-e1c9-11ea-bf70-fa163e0a8baf","转移杆","转移帽","NOS","钛合金","C0702041390200212144","C07020413902002121440000024"]
[258,"S13310001","Regrown骨水平种植体","四级纯钛种植体产品系统","江苏人冠医疗科技有限公司","江苏人冠医疗科技有限公司","转移杆","苏苏械备20200216号","转移杆",null,"包含注册证下相关部件所有材质","不区分材质","个",43,"1397292f-e2b3-11ea-bf70-fa163e0a8baf","f72fdf5d-ca52-11ea-a4d6-fa163e0a8baf","苏苏械备20200216号","转移杆","江苏人冠医疗科技有限公司","江苏人冠医疗科技有限公司","01466029-e1c9-11ea-bf70-fa163e0a8baf","转移杆","开窗 4/5.5","ZMV","钛合金","C0702041390200212144","C07020413902002121440000007"]
[254,"S13310001","Regrown骨水平种植体","四级纯钛种植体产品系统","江苏人冠医疗科技有限公司","江苏人冠医疗科技有限公司","种植体（含覆盖螺丝）","国械注准20223171063","牙种植体及附件",null,"四级纯钛","不含临时种植体、穿颧种植体和一段式种植体。","个",528,"4297d414-3e21-11ed-9447-b4055d63f15c","aee38dec-3b0c-11ed-9447-b4055d63f15c","国械注准20223171063","牙种植体及附件","江苏人冠医疗科技有限公司","江苏人冠医疗科技有限公司","de7feec4-3e1e-11ed-9447-b4055d63f15c","牙种植体及附件-牙种植体","NP SF φ3.9×10mm","1030220","TA4G","C0702011370100112144","C07020113701001121440000001"]
[254,"S13310001","Regrown骨水平种植体","四级纯钛种植体产品系统","江苏人冠医疗科技有限公司","江苏人冠医疗科技有限公司","种植体（含覆盖螺丝）","国械注准20223171063","牙种植体及附件",null,"四级纯钛","不含临时种植体、穿颧种植体和一段式种植体。","个",528,"42983aaa-3e21-11ed-9447-b4055d63f15c","aee38dec-3b0c-11ed-9447-b4055d63f15c","国械注准20223171063","牙种植体及附件","江苏人冠医疗科技有限公司","江苏人冠医疗科技有限公司","de7feec4-3e1e-11ed-9447-b4055d63f15c","牙种植体及附件-牙种植体","RP LA φ4.3×8.5mm","1020310","TA4G","C0702011370100112144","C07020113701001121440000002"]
[254,"S13310001","Regrown骨水平种植体","四级纯钛种植体产品系统","江苏人冠医疗科技有限公司","江苏人冠医疗科技有限公司","种植体（含覆盖螺丝）","国械注准20223171063","牙种植体及附件",null,"四级纯钛","不含临时种植体、穿颧种植体和一段式种植体。","个",528,"4298460d-3e21-11ed-9447-b4055d63f15c","aee38dec-3b0c-11ed-9447-b4055d63f15c","国械注准20223171063","牙种植体及附件","江苏人冠医疗科技有限公司","江苏人冠医疗科技有限公司","de7feec4-3e1e-11ed-9447-b4055d63f15c","牙种植体及附件-牙种植体","NP SF φ3.9×8.5mm","1030210","TA4G","C0702011370100112144","C07020113701001121440000003"]
[254,"S13310001","Regrown骨水平种植体","四级纯钛种植体产品系统","江苏人冠医疗科技有限公司","江苏人冠医疗科技有限公司","种植体（含覆盖螺丝）","国械注准20223171063","牙种植体及附件",null,"四级纯钛","不含临时种植体、穿颧种植体和一段式种植体。","个",528,"429857ed-3e21-11ed-9447-b4055d63f15c","aee38dec-3b0c-11ed-9447-b4055d63f15c","国械注准20223171063","牙种植体及附件","江苏人冠医疗科技有限公司","江苏人冠医疗科技有限公司","de7feec4-3e1e-11ed-9447-b4055d63f15c","牙种植体及附件-牙种植体","RP LA φ5×8.5mm","1020410","TA4G","C0702011370100112144","C07020113701001121440000004"]
[254,"S13310001","Regrown骨水平种植体","四级纯钛种植体产品系统","江苏人冠医疗科技有限公司","江苏人冠医疗科技有限公司","种植体（含覆盖螺丝）","国械注准20223171063","牙种植体及附件",null,"四级纯钛","不含临时种植体、穿颧种植体和一段式种植体。","个",528,"42986460-3e21-11ed-9447-b4055d63f15c","aee38dec-3b0c-11ed-9447-b4055d63f15c","国械注准20223171063","牙种植体及附件","江苏人冠医疗科技有限公司","江苏人冠医疗科技有限公司","de7feec4-3e1e-11ed-9447-b4055d63f15c","牙种植体及附件-牙种植体","RP LF φ4.3×15mm","1040350","TA4G","C0702011370100112144","C07020113701001121440000005"]
[254,"S13310001","Regrown骨水平种植体","四级纯钛种植体产品系统","江苏人冠医疗科技有限公司","江苏人冠医疗科技有限公司","种植体（含覆盖螺丝）","国械注准20223171063","牙种植体及附件",null,"四级纯钛","不含临时种植体、穿颧种植体和一段式种植体。","个",528,"4298674f-3e21-11ed-9447-b4055d63f15c","aee38dec-3b0c-11ed-9447-b4055d63f15c","国械注准20223171063","牙种植体及附件","江苏人冠医疗科技有限公司","江苏人冠医疗科技有限公司","de7feec4-3e1e-11ed-9447-b4055d63f15c","牙种植体及附件-牙种植体","NP LA φ3.5×8.5mm","1020110","TA4G","C0702011370100112144","C07020113701001121440000006"]
[254,"S13310001","Regrown骨水平种植体","四级纯钛种植体产品系统","江苏人冠医疗科技有限公司","江苏人冠医疗科技有限公司","种植体（含覆盖螺丝）","国械注准20223171063","牙种植体及附件",null,"四级纯钛","不含临时种植体、穿颧种植体和一段式种植体。","个",528,"429870d0-3e21-11ed-9447-b4055d63f15c","aee38dec-3b0c-11ed-9447-b4055d63f15c","国械注准20223171063","牙种植体及附件","江苏人冠医疗科技有限公司","江苏人冠医疗科技有限公司","de7feec4-3e1e-11ed-9447-b4055d63f15c","牙种植体及附件-牙种植体","NP SF φ3.5×13mm","1030140","TA4G","C0702011370100112144","C07020113701001121440000007"]
[254,"S13310001","Regrown骨水平种植体","四级纯钛种植体产品系统","江苏人冠医疗科技有限公司","江苏人冠医疗科技有限公司","种植体（含覆盖螺丝）","国械注准20223171063","牙种植体及附件",null,"四级纯钛","不含临时种植体、穿颧种植体和一段式种植体。","个",528,"4298734c-3e21-11ed-9447-b4055d63f15c","aee38dec-3b0c-11ed-9447-b4055d63f15c","国械注准20223171063","牙种植体及附件","江苏人冠医疗科技有限公司","江苏人冠医疗科技有限公司","de7feec4-3e1e-11ed-9447-b4055d63f15c","牙种植体及附件-牙种植体","RP LF φ5×13mm","1040440","TA4G","C0702011370100112144","C07020113701001121440000008"]
[254,"S13310001","Regrown骨水平种植体","四级纯钛种植体产品系统","江苏人冠医疗科技有限公司","江苏人冠医疗科技有限公司","种植体（含覆盖螺丝）","国械注准20223171063","牙种植体及附件",null,"四级纯钛","不含临时种植体、穿颧种植体和一段式种植体。","个",528,"4298758c-3e21-11ed-9447-b4055d63f15c","aee38dec-3b0c-11ed-9447-b4055d63f15c","国械注准20223171063","牙种植体及附件","江苏人冠医疗科技有限公司","江苏人冠医疗科技有限公司","de7feec4-3e1e-11ed-9447-b4055d63f15c","牙种植体及附件-牙种植体","NP SA φ3.9×11.5mm","1010230","TA4G","C0702011370100112144","C07020113701001121440000009"]
[254,"S13310001","Regrown骨水平种植体","四级纯钛种植体产品系统","江苏人冠医疗科技有限公司","江苏人冠医疗科技有限公司","种植体（含覆盖螺丝）","国械注准20223171063","牙种植体及附件",null,"四级纯钛","不含临时种植体、穿颧种植体和一段式种植体。","个",528,"429877e3-3e21-11ed-9447-b4055d63f15c","aee38dec-3b0c-11ed-9447-b4055d63f15c","国械注准20223171063","牙种植体及附件","江苏人冠医疗科技有限公司","江苏人冠医疗科技有限公司","de7feec4-3e1e-11ed-9447-b4055d63f15c","牙种植体及附件-牙种植体","RP SF φ5×8.5mm","1030410","TA4G","C0702011370100112144","C07020113701001121440000010"]
[254,"S13310001","Regrown骨水平种植体","四级纯钛种植体产品系统","江苏人冠医疗科技有限公司","江苏人冠医疗科技有限公司","种植体（含覆盖螺丝）","国械注准20223171063","牙种植体及附件",null,"四级纯钛","不含临时种植体、穿颧种植体和一段式种植体。","个",528,"42987a20-3e21-11ed-9447-b4055d63f15c","aee38dec-3b0c-11ed-9447-b4055d63f15c","国械注准20223171063","牙种植体及附件","江苏人冠医疗科技有限公司","江苏人冠医疗科技有限公司","de7feec4-3e1e-11ed-9447-b4055d63f15c","牙种植体及附件-牙种植体","RP LF φ5×18mm","1040460","TA4G","C0702011370100112144","C07020113701001121440000011"]
[254,"S13310001","Regrown骨水平种植体","四级纯钛种植体产品系统","江苏人冠医疗科技有限公司","江苏人冠医疗科技有限公司","种植体（含覆盖螺丝）","国械注准20223171063","牙种植体及附件",null,"四级纯钛","不含临时种植体、穿颧种植体和一段式种植体。","个",528,"429889a9-3e21-11ed-9447-b4055d63f15c","aee38dec-3b0c-11ed-9447-b4055d63f15c","国械注准20223171063","牙种植体及附件","江苏人冠医疗科技有限公司","江苏人冠医疗科技有限公司","de7feec4-3e1e-11ed-9447-b4055d63f15c","牙种植体及附件-牙种植体","NP LF φ3.9×15mm","1040250","TA4G","C0702011370100112144","C07020113701001121440000012"]
[254,"S13310001","Regrown骨水平种植体","四级纯钛种植体产品系统","江苏人冠医疗科技有限公司","江苏人冠医疗科技有限公司","种植体（含覆盖螺丝）","国械注准20223171063","牙种植体及附件",null,"四级纯钛","不含临时种植体、穿颧种植体和一段式种植体。","个",528,"42988ce9-3e21-11ed-9447-b4055d63f15c","aee38dec-3b0c-11ed-9447-b4055d63f15c","国械注准20223171063","牙种植体及附件","江苏人冠医疗科技有限公司","江苏人冠医疗科技有限公司","de7feec4-3e1e-11ed-9447-b4055d63f15c","牙种植体及附件-牙种植体","NP SF φ3.5×11.5mm","1030130","TA4G","C0702011370100112144","C07020113701001121440000013"]
[254,"S13310001","Regrown骨水平种植体","四级纯钛种植体产品系统","江苏人冠医疗科技有限公司","江苏人冠医疗科技有限公司","种植体（含覆盖螺丝）","国械注准20223171063","牙种植体及附件",null,"四级纯钛","不含临时种植体、穿颧种植体和一段式种植体。","个",528,"42988f93-3e21-11ed-9447-b4055d63f15c","aee38dec-3b0c-11ed-9447-b4055d63f15c","国械注准20223171063","牙种植体及附件","江苏人冠医疗科技有限公司","江苏人冠医疗科技有限公司","de7feec4-3e1e-11ed-9447-b4055d63f15c","牙种植体及附件-牙种植体","RP LA φ4.3×15mm","1020350","TA4G","C0702011370100112144","C07020113701001121440000014"]
[254,"S13310001","Regrown骨水平种植体","四级纯钛种植体产品系统","江苏人冠医疗科技有限公司","江苏人冠医疗科技有限公司","种植体（含覆盖螺丝）","国械注准20223171063","牙种植体及附件",null,"四级纯钛","不含临时种植体、穿颧种植体和一段式种植体。","个",528,"42989231-3e21-11ed-9447-b4055d63f15c","aee38dec-3b0c-11ed-9447-b4055d63f15c","国械注准20223171063","牙种植体及附件","江苏人冠医疗科技有限公司","江苏人冠医疗科技有限公司","de7feec4-3e1e-11ed-9447-b4055d63f15c","牙种植体及附件-牙种植体","NP SA φ3.5×18mm","1010160","TA4G","C0702011370100112144","C07020113701001121440000015"]
[254,"S13310001","Regrown骨水平种植体","四级纯钛种植体产品系统","江苏人冠医疗科技有限公司","江苏人冠医疗科技有限公司","种植体（含覆盖螺丝）","国械注准20223171063","牙种植体及附件",null,"四级纯钛","不含临时种植体、穿颧种植体和一段式种植体。","个",528,"4298949b-3e21-11ed-9447-b4055d63f15c","aee38dec-3b0c-11ed-9447-b4055d63f15c","国械注准20223171063","牙种植体及附件","江苏人冠医疗科技有限公司","江苏人冠医疗科技有限公司","de7feec4-3e1e-11ed-9447-b4055d63f15c","牙种植体及附件-牙种植体","RP SA φ4.3×8.5mm","1010310","TA4G","C0702011370100112144","C07020113701001121440000016"]
[254,"S13310001","Regrown骨水平种植体","四级纯钛种植体产品系统","江苏人冠医疗科技有限公司","江苏人冠医疗科技有限公司","种植体（含覆盖螺丝）","国械注准20223171063","牙种植体及附件",null,"四级纯钛","不含临时种植体、穿颧种植体和一段式种植体。","个",528,"429896ff-3e21-11ed-9447-b4055d63f15c","aee38dec-3b0c-11ed-9447-b4055d63f15c","国械注准20223171063","牙种植体及附件","江苏人冠医疗科技有限公司","江苏人冠医疗科技有限公司","de7feec4-3e1e-11ed-9447-b4055d63f15c","牙种植体及附件-牙种植体","RP SA φ5×8.5mm","1010410","TA4G","C0702011370100112144","C07020113701001121440000017"]
[254,"S13310001","Regrown骨水平种植体","四级纯钛种植体产品系统","江苏人冠医疗科技有限公司","江苏人冠医疗科技有限公司","种植体（含覆盖螺丝）","国械注准20223171063","牙种植体及附件",null,"四级纯钛","不含临时种植体、穿颧种植体和一段式种植体。","个",528,"42989b5c-3e21-11ed-9447-b4055d63f15c","aee38dec-3b0c-11ed-9447-b4055d63f15c","国械注准20223171063","牙种植体及附件","江苏人冠医疗科技有限公司","江苏人冠医疗科技有限公司","de7feec4-3e1e-11ed-9447-b4055d63f15c","牙种植体及附件-牙种植体","NP LF φ3.5×13mm","1040140","TA4G","C0702011370100112144","C07020113701001121440000018"]
[254,"S13310001","Regrown骨水平种植体","四级纯钛种植体产品系统","江苏人冠医疗科技有限公司","江苏人冠医疗科技有限公司","种植体（含覆盖螺丝）","国械注准20223171063","牙种植体及附件",null,"四级纯钛","不含临时种植体、穿颧种植体和一段式种植体。","个",528,"4298b000-3e21-11ed-9447-b4055d63f15c","aee38dec-3b0c-11ed-9447-b4055d63f15c","国械注准20223171063","牙种植体及附件","江苏人冠医疗科技有限公司","江苏人冠医疗科技有限公司","de7feec4-3e1e-11ed-9447-b4055d63f15c","牙种植体及附件-牙种植体","RP SF φ5×13mm","1030440","TA4G","C0702011370100112144","C07020113701001121440000019"]
[254,"S13310001","Regrown骨水平种植体","四级纯钛种植体产品系统","江苏人冠医疗科技有限公司","江苏人冠医疗科技有限公司","种植体（含覆盖螺丝）","国械注准20223171063","牙种植体及附件",null,"四级纯钛","不含临时种植体、穿颧种植体和一段式种植体。","个",528,"4298ba0f-3e21-11ed-9447-b4055d63f15c","aee38dec-3b0c-11ed-9447-b4055d63f15c","国械注准20223171063","牙种植体及附件","江苏人冠医疗科技有限公司","江苏人冠医疗科技有限公司","de7feec4-3e1e-11ed-9447-b4055d63f15c","牙种植体及附件-牙种植体","RP LA φ5×13mm","1020440","TA4G","C0702011370100112144","C07020113701001121440000020"]
[254,"S13310001","Regrown骨水平种植体","四级纯钛种植体产品系统","江苏人冠医疗科技有限公司","江苏人冠医疗科技有限公司","种植体（含覆盖螺丝）","国械注准20223171063","牙种植体及附件",null,"四级纯钛","不含临时种植体、穿颧种植体和一段式种植体。","个",528,"4298c5e1-3e21-11ed-9447-b4055d63f15c","aee38dec-3b0c-11ed-9447-b4055d63f15c","国械注准20223171063","牙种植体及附件","江苏人冠医疗科技有限公司","江苏人冠医疗科技有限公司","de7feec4-3e1e-11ed-9447-b4055d63f15c","牙种植体及附件-牙种植体","NP LF φ3.5×8.5mm","1040110","TA4G","C0702011370100112144","C07020113701001121440000021"]
[254,"S13310001","Regrown骨水平种植体","四级纯钛种植体产品系统","江苏人冠医疗科技有限公司","江苏人冠医疗科技有限公司","种植体（含覆盖螺丝）","国械注准20223171063","牙种植体及附件",null,"四级纯钛","不含临时种植体、穿颧种植体和一段式种植体。","个",528,"4298e464-3e21-11ed-9447-b4055d63f15c","aee38dec-3b0c-11ed-9447-b4055d63f15c","国械注准20223171063","牙种植体及附件","江苏人冠医疗科技有限公司","江苏人冠医疗科技有限公司","de7feec4-3e1e-11ed-9447-b4055d63f15c","牙种植体及附件-牙种植体","NP LF φ3.9×13mm","1040240","TA4G","C0702011370100112144","C07020113701001121440000022"]
[254,"S13310001","Regrown骨水平种植体","四级纯钛种植体产品系统","江苏人冠医疗科技有限公司","江苏人冠医疗科技有限公司","种植体（含覆盖螺丝）","国械注准20223171063","牙种植体及附件",null,"四级纯钛","不含临时种植体、穿颧种植体和一段式种植体。","个",528,"4298f463-3e21-11ed-9447-b4055d63f15c","aee38dec-3b0c-11ed-9447-b4055d63f15c","国械注准20223171063","牙种植体及附件","江苏人冠医疗科技有限公司","江苏人冠医疗科技有限公司","de7feec4-3e1e-11ed-9447-b4055d63f15c","牙种植体及附件-牙种植体","RP SF φ4.3×10mm","1030320","TA4G","C0702011370100112144","C07020113701001121440000023"]
[254,"S13310001","Regrown骨水平种植体","四级纯钛种植体产品系统","江苏人冠医疗科技有限公司","江苏人冠医疗科技有限公司","种植体（含覆盖螺丝）","国械注准20223171063","牙种植体及附件",null,"四级纯钛","不含临时种植体、穿颧种植体和一段式种植体。","个",528,"4298f8cf-3e21-11ed-9447-b4055d63f15c","aee38dec-3b0c-11ed-9447-b4055d63f15c","国械注准20223171063","牙种植体及附件","江苏人冠医疗科技有限公司","江苏人冠医疗科技有限公司","de7feec4-3e1e-11ed-9447-b4055d63f15c","牙种植体及附件-牙种植体","NP LF φ3.9×11.5mm","1040230","TA4G","C0702011370100112144","C07020113701001121440000024"]
[254,"S13310001","Regrown骨水平种植体","四级纯钛种植体产品系统","江苏人冠医疗科技有限公司","江苏人冠医疗科技有限公司","种植体（含覆盖螺丝）","国械注准20223171063","牙种植体及附件",null,"四级纯钛","不含临时种植体、穿颧种植体和一段式种植体。","个",528,"4298fb73-3e21-11ed-9447-b4055d63f15c","aee38dec-3b0c-11ed-9447-b4055d63f15c","国械注准20223171063","牙种植体及附件","江苏人冠医疗科技有限公司","江苏人冠医疗科技有限公司","de7feec4-3e1e-11ed-9447-b4055d63f15c","牙种植体及附件-牙种植体","RP LF φ4.3×18mm","1040360","TA4G","C0702011370100112144","C07020113701001121440000025"]
[254,"S13310001","Regrown骨水平种植体","四级纯钛种植体产品系统","江苏人冠医疗科技有限公司","江苏人冠医疗科技有限公司","种植体（含覆盖螺丝）","国械注准20223171063","牙种植体及附件",null,"四级纯钛","不含临时种植体、穿颧种植体和一段式种植体。","个",528,"4298fe25-3e21-11ed-9447-b4055d63f15c","aee38dec-3b0c-11ed-9447-b4055d63f15c","国械注准20223171063","牙种植体及附件","江苏人冠医疗科技有限公司","江苏人冠医疗科技有限公司","de7feec4-3e1e-11ed-9447-b4055d63f15c","牙种植体及附件-牙种植体","RP LF φ5×8.5mm","1040410","TA4G","C0702011370100112144","C07020113701001121440000026"]
[254,"S13310001","Regrown骨水平种植体","四级纯钛种植体产品系统","江苏人冠医疗科技有限公司","江苏人冠医疗科技有限公司","种植体（含覆盖螺丝）","国械注准20223171063","牙种植体及附件",null,"四级纯钛","不含临时种植体、穿颧种植体和一段式种植体。","个",528,"4299199d-3e21-11ed-9447-b4055d63f15c","aee38dec-3b0c-11ed-9447-b4055d63f15c","国械注准20223171063","牙种植体及附件","江苏人冠医疗科技有限公司","江苏人冠医疗科技有限公司","de7feec4-3e1e-11ed-9447-b4055d63f15c","牙种植体及附件-牙种植体","NP SF φ3.5×10mm","1030120","TA4G","C0702011370100112144","C07020113701001121440000027"]
[254,"S13310001","Regrown骨水平种植体","四级纯钛种植体产品系统","江苏人冠医疗科技有限公司","江苏人冠医疗科技有限公司","种植体（含覆盖螺丝）","国械注准20223171063","牙种植体及附件",null,"四级纯钛","不含临时种植体、穿颧种植体和一段式种植体。","个",528,"42991d1b-3e21-11ed-9447-b4055d63f15c","aee38dec-3b0c-11ed-9447-b4055d63f15c","国械注准20223171063","牙种植体及附件","江苏人冠医疗科技有限公司","江苏人冠医疗科技有限公司","de7feec4-3e1e-11ed-9447-b4055d63f15c","牙种植体及附件-牙种植体","RP LA φ4.3×10mm","1020320","TA4G","C0702011370100112144","C07020113701001121440000028"]
[254,"S13310001","Regrown骨水平种植体","四级纯钛种植体产品系统","江苏人冠医疗科技有限公司","江苏人冠医疗科技有限公司","种植体（含覆盖螺丝）","国械注准20223171063","牙种植体及附件",null,"四级纯钛","不含临时种植体、穿颧种植体和一段式种植体。","个",528,"4299288d-3e21-11ed-9447-b4055d63f15c","aee38dec-3b0c-11ed-9447-b4055d63f15c","国械注准20223171063","牙种植体及附件","江苏人冠医疗科技有限公司","江苏人冠医疗科技有限公司","de7feec4-3e1e-11ed-9447-b4055d63f15c","牙种植体及附件-牙种植体","NP LA φ3.9×18mm","1020260","TA4G","C0702011370100112144","C07020113701001121440000029"]
[254,"S13310001","Regrown骨水平种植体","四级纯钛种植体产品系统","江苏人冠医疗科技有限公司","江苏人冠医疗科技有限公司","种植体（含覆盖螺丝）","国械注准20223171063","牙种植体及附件",null,"四级纯钛","不含临时种植体、穿颧种植体和一段式种植体。","个",528,"42992b0d-3e21-11ed-9447-b4055d63f15c","aee38dec-3b0c-11ed-9447-b4055d63f15c","国械注准20223171063","牙种植体及附件","江苏人冠医疗科技有限公司","江苏人冠医疗科技有限公司","de7feec4-3e1e-11ed-9447-b4055d63f15c","牙种植体及附件-牙种植体","NP SA φ3.5×10mm","1010120","TA4G","C0702011370100112144","C07020113701001121440000030"]
[254,"S13310001","Regrown骨水平种植体","四级纯钛种植体产品系统","江苏人冠医疗科技有限公司","江苏人冠医疗科技有限公司","种植体（含覆盖螺丝）","国械注准20223171063","牙种植体及附件",null,"四级纯钛","不含临时种植体、穿颧种植体和一段式种植体。","个",528,"42992d62-3e21-11ed-9447-b4055d63f15c","aee38dec-3b0c-11ed-9447-b4055d63f15c","国械注准20223171063","牙种植体及附件","江苏人冠医疗科技有限公司","江苏人冠医疗科技有限公司","de7feec4-3e1e-11ed-9447-b4055d63f15c","牙种植体及附件-牙种植体","RP SF φ4.3×8.5mm","1030310","TA4G","C0702011370100112144","C07020113701001121440000031"]
[254,"S13310001","Regrown骨水平种植体","四级纯钛种植体产品系统","江苏人冠医疗科技有限公司","江苏人冠医疗科技有限公司","种植体（含覆盖螺丝）","国械注准20223171063","牙种植体及附件",null,"四级纯钛","不含临时种植体、穿颧种植体和一段式种植体。","个",528,"42992fa1-3e21-11ed-9447-b4055d63f15c","aee38dec-3b0c-11ed-9447-b4055d63f15c","国械注准20223171063","牙种植体及附件","江苏人冠医疗科技有限公司","江苏人冠医疗科技有限公司","de7feec4-3e1e-11ed-9447-b4055d63f15c","牙种植体及附件-牙种植体","RP SA φ4.3×15mm","1010350","TA4G","C0702011370100112144","C07020113701001121440000032"]
[254,"S13310001","Regrown骨水平种植体","四级纯钛种植体产品系统","江苏人冠医疗科技有限公司","江苏人冠医疗科技有限公司","种植体（含覆盖螺丝）","国械注准20223171063","牙种植体及附件",null,"四级纯钛","不含临时种植体、穿颧种植体和一段式种植体。","个",528,"429931bf-3e21-11ed-9447-b4055d63f15c","aee38dec-3b0c-11ed-9447-b4055d63f15c","国械注准20223171063","牙种植体及附件","江苏人冠医疗科技有限公司","江苏人冠医疗科技有限公司","de7feec4-3e1e-11ed-9447-b4055d63f15c","牙种植体及附件-牙种植体","NP LA φ3.9×15mm","1020250","TA4G","C0702011370100112144","C07020113701001121440000033"]
[254,"S13310001","Regrown骨水平种植体","四级纯钛种植体产品系统","江苏人冠医疗科技有限公司","江苏人冠医疗科技有限公司","种植体（含覆盖螺丝）","国械注准20223171063","牙种植体及附件",null,"四级纯钛","不含临时种植体、穿颧种植体和一段式种植体。","个",528,"42993e0c-3e21-11ed-9447-b4055d63f15c","aee38dec-3b0c-11ed-9447-b4055d63f15c","国械注准20223171063","牙种植体及附件","江苏人冠医疗科技有限公司","江苏人冠医疗科技有限公司","de7feec4-3e1e-11ed-9447-b4055d63f15c","牙种植体及附件-牙种植体","RP LF φ5×10mm","1040420","TA4G","C0702011370100112144","C07020113701001121440000034"]
[254,"S13310001","Regrown骨水平种植体","四级纯钛种植体产品系统","江苏人冠医疗科技有限公司","江苏人冠医疗科技有限公司","种植体（含覆盖螺丝）","国械注准20223171063","牙种植体及附件",null,"四级纯钛","不含临时种植体、穿颧种植体和一段式种植体。","个",528,"4299526c-3e21-11ed-9447-b4055d63f15c","aee38dec-3b0c-11ed-9447-b4055d63f15c","国械注准20223171063","牙种植体及附件","江苏人冠医疗科技有限公司","江苏人冠医疗科技有限公司","de7feec4-3e1e-11ed-9447-b4055d63f15c","牙种植体及附件-牙种植体","NP LA φ3.5×18mm","1020160","TA4G","C0702011370100112144","C07020113701001121440000035"]
[254,"S13310001","Regrown骨水平种植体","四级纯钛种植体产品系统","江苏人冠医疗科技有限公司","江苏人冠医疗科技有限公司","种植体（含覆盖螺丝）","国械注准20223171063","牙种植体及附件",null,"四级纯钛","不含临时种植体、穿颧种植体和一段式种植体。","个",528,"4299751d-3e21-11ed-9447-b4055d63f15c","aee38dec-3b0c-11ed-9447-b4055d63f15c","国械注准20223171063","牙种植体及附件","江苏人冠医疗科技有限公司","江苏人冠医疗科技有限公司","de7feec4-3e1e-11ed-9447-b4055d63f15c","牙种植体及附件-牙种植体","NP SA φ3.9×18mm","1010260","TA4G","C0702011370100112144","C07020113701001121440000036"]
[254,"S13310001","Regrown骨水平种植体","四级纯钛种植体产品系统","江苏人冠医疗科技有限公司","江苏人冠医疗科技有限公司","种植体（含覆盖螺丝）","国械注准20223171063","牙种植体及附件",null,"四级纯钛","不含临时种植体、穿颧种植体和一段式种植体。","个",528,"42997e71-3e21-11ed-9447-b4055d63f15c","aee38dec-3b0c-11ed-9447-b4055d63f15c","国械注准20223171063","牙种植体及附件","江苏人冠医疗科技有限公司","江苏人冠医疗科技有限公司","de7feec4-3e1e-11ed-9447-b4055d63f15c","牙种植体及附件-牙种植体","RP LA φ4.3×18mm","1020360","TA4G","C0702011370100112144","C07020113701001121440000037"]
[254,"S13310001","Regrown骨水平种植体","四级纯钛种植体产品系统","江苏人冠医疗科技有限公司","江苏人冠医疗科技有限公司","种植体（含覆盖螺丝）","国械注准20223171063","牙种植体及附件",null,"四级纯钛","不含临时种植体、穿颧种植体和一段式种植体。","个",528,"42998e80-3e21-11ed-9447-b4055d63f15c","aee38dec-3b0c-11ed-9447-b4055d63f15c","国械注准20223171063","牙种植体及附件","江苏人冠医疗科技有限公司","江苏人冠医疗科技有限公司","de7feec4-3e1e-11ed-9447-b4055d63f15c","牙种植体及附件-牙种植体","RP LF φ4.3×11.5mm","1040330","TA4G","C0702011370100112144","C07020113701001121440000038"]
[254,"S13310001","Regrown骨水平种植体","四级纯钛种植体产品系统","江苏人冠医疗科技有限公司","江苏人冠医疗科技有限公司","种植体（含覆盖螺丝）","国械注准20223171063","牙种植体及附件",null,"四级纯钛","不含临时种植体、穿颧种植体和一段式种植体。","个",528,"4299979e-3e21-11ed-9447-b4055d63f15c","aee38dec-3b0c-11ed-9447-b4055d63f15c","国械注准20223171063","牙种植体及附件","江苏人冠医疗科技有限公司","江苏人冠医疗科技有限公司","de7feec4-3e1e-11ed-9447-b4055d63f15c","牙种植体及附件-牙种植体","NP SF φ3.5×18mm","1030160","TA4G","C0702011370100112144","C07020113701001121440000039"]
[254,"S13310001","Regrown骨水平种植体","四级纯钛种植体产品系统","江苏人冠医疗科技有限公司","江苏人冠医疗科技有限公司","种植体（含覆盖螺丝）","国械注准20223171063","牙种植体及附件",null,"四级纯钛","不含临时种植体、穿颧种植体和一段式种植体。","个",528,"42999a26-3e21-11ed-9447-b4055d63f15c","aee38dec-3b0c-11ed-9447-b4055d63f15c","国械注准20223171063","牙种植体及附件","江苏人冠医疗科技有限公司","江苏人冠医疗科技有限公司","de7feec4-3e1e-11ed-9447-b4055d63f15c","牙种植体及附件-牙种植体","NP SA φ3.5×15mm","1010150","TA4G","C0702011370100112144","C07020113701001121440000040"]
[254,"S13310001","Regrown骨水平种植体","四级纯钛种植体产品系统","江苏人冠医疗科技有限公司","江苏人冠医疗科技有限公司","种植体（含覆盖螺丝）","国械注准20223171063","牙种植体及附件",null,"四级纯钛","不含临时种植体、穿颧种植体和一段式种植体。","个",528,"42999c72-3e21-11ed-9447-b4055d63f15c","aee38dec-3b0c-11ed-9447-b4055d63f15c","国械注准20223171063","牙种植体及附件","江苏人冠医疗科技有限公司","江苏人冠医疗科技有限公司","de7feec4-3e1e-11ed-9447-b4055d63f15c","牙种植体及附件-牙种植体","NP SF φ3.9×11.5mm","1030230","TA4G","C0702011370100112144","C07020113701001121440000041"]
[254,"S13310001","Regrown骨水平种植体","四级纯钛种植体产品系统","江苏人冠医疗科技有限公司","江苏人冠医疗科技有限公司","种植体（含覆盖螺丝）","国械注准20223171063","牙种植体及附件",null,"四级纯钛","不含临时种植体、穿颧种植体和一段式种植体。","个",528,"42999ea7-3e21-11ed-9447-b4055d63f15c","aee38dec-3b0c-11ed-9447-b4055d63f15c","国械注准20223171063","牙种植体及附件","江苏人冠医疗科技有限公司","江苏人冠医疗科技有限公司","de7feec4-3e1e-11ed-9447-b4055d63f15c","牙种植体及附件-牙种植体","NP SF φ3.9×13mm","1030240","TA4G","C0702011370100112144","C07020113701001121440000042"]
[254,"S13310001","Regrown骨水平种植体","四级纯钛种植体产品系统","江苏人冠医疗科技有限公司","江苏人冠医疗科技有限公司","种植体（含覆盖螺丝）","国械注准20223171063","牙种植体及附件",null,"四级纯钛","不含临时种植体、穿颧种植体和一段式种植体。","个",528,"4299a0e2-3e21-11ed-9447-b4055d63f15c","aee38dec-3b0c-11ed-9447-b4055d63f15c","国械注准20223171063","牙种植体及附件","江苏人冠医疗科技有限公司","江苏人冠医疗科技有限公司","de7feec4-3e1e-11ed-9447-b4055d63f15c","牙种植体及附件-牙种植体","NP SA φ3.9×8.5mm","1010210","TA4G","C0702011370100112144","C07020113701001121440000043"]
[254,"S13310001","Regrown骨水平种植体","四级纯钛种植体产品系统","江苏人冠医疗科技有限公司","江苏人冠医疗科技有限公司","种植体（含覆盖螺丝）","国械注准20223171063","牙种植体及附件",null,"四级纯钛","不含临时种植体、穿颧种植体和一段式种植体。","个",528,"4299ab23-3e21-11ed-9447-b4055d63f15c","aee38dec-3b0c-11ed-9447-b4055d63f15c","国械注准20223171063","牙种植体及附件","江苏人冠医疗科技有限公司","江苏人冠医疗科技有限公司","de7feec4-3e1e-11ed-9447-b4055d63f15c","牙种植体及附件-牙种植体","NP SA φ3.5×8.5mm","1010110","TA4G","C0702011370100112144","C07020113701001121440000044"]
[254,"S13310001","Regrown骨水平种植体","四级纯钛种植体产品系统","江苏人冠医疗科技有限公司","江苏人冠医疗科技有限公司","种植体（含覆盖螺丝）","国械注准20223171063","牙种植体及附件",null,"四级纯钛","不含临时种植体、穿颧种植体和一段式种植体。","个",528,"4299ad61-3e21-11ed-9447-b4055d63f15c","aee38dec-3b0c-11ed-9447-b4055d63f15c","国械注准20223171063","牙种植体及附件","江苏人冠医疗科技有限公司","江苏人冠医疗科技有限公司","de7feec4-3e1e-11ed-9447-b4055d63f15c","牙种植体及附件-牙种植体","RP SA φ5×11.5mm","1010430","TA4G","C0702011370100112144","C07020113701001121440000045"]
[254,"S13310001","Regrown骨水平种植体","四级纯钛种植体产品系统","江苏人冠医疗科技有限公司","江苏人冠医疗科技有限公司","种植体（含覆盖螺丝）","国械注准20223171063","牙种植体及附件",null,"四级纯钛","不含临时种植体、穿颧种植体和一段式种植体。","个",528,"4299af91-3e21-11ed-9447-b4055d63f15c","aee38dec-3b0c-11ed-9447-b4055d63f15c","国械注准20223171063","牙种植体及附件","江苏人冠医疗科技有限公司","江苏人冠医疗科技有限公司","de7feec4-3e1e-11ed-9447-b4055d63f15c","牙种植体及附件-牙种植体","NP LF φ3.5×18mm","1040160","TA4G","C0702011370100112144","C07020113701001121440000046"]
[254,"S13310001","Regrown骨水平种植体","四级纯钛种植体产品系统","江苏人冠医疗科技有限公司","江苏人冠医疗科技有限公司","种植体（含覆盖螺丝）","国械注准20223171063","牙种植体及附件",null,"四级纯钛","不含临时种植体、穿颧种植体和一段式种植体。","个",528,"4299bd60-3e21-11ed-9447-b4055d63f15c","aee38dec-3b0c-11ed-9447-b4055d63f15c","国械注准20223171063","牙种植体及附件","江苏人冠医疗科技有限公司","江苏人冠医疗科技有限公司","de7feec4-3e1e-11ed-9447-b4055d63f15c","牙种植体及附件-牙种植体","NP SA φ3.9×13mm","1010240","TA4G","C0702011370100112144","C07020113701001121440000047"]
[254,"S13310001","Regrown骨水平种植体","四级纯钛种植体产品系统","江苏人冠医疗科技有限公司","江苏人冠医疗科技有限公司","种植体（含覆盖螺丝）","国械注准20223171063","牙种植体及附件",null,"四级纯钛","不含临时种植体、穿颧种植体和一段式种植体。","个",528,"4299c00a-3e21-11ed-9447-b4055d63f15c","aee38dec-3b0c-11ed-9447-b4055d63f15c","国械注准20223171063","牙种植体及附件","江苏人冠医疗科技有限公司","江苏人冠医疗科技有限公司","de7feec4-3e1e-11ed-9447-b4055d63f15c","牙种植体及附件-牙种植体","RP LF φ5×15mm","1040450","TA4G","C0702011370100112144","C07020113701001121440000048"]
[254,"S13310001","Regrown骨水平种植体","四级纯钛种植体产品系统","江苏人冠医疗科技有限公司","江苏人冠医疗科技有限公司","种植体（含覆盖螺丝）","国械注准20223171063","牙种植体及附件",null,"四级纯钛","不含临时种植体、穿颧种植体和一段式种植体。","个",528,"4299c291-3e21-11ed-9447-b4055d63f15c","aee38dec-3b0c-11ed-9447-b4055d63f15c","国械注准20223171063","牙种植体及附件","江苏人冠医疗科技有限公司","江苏人冠医疗科技有限公司","de7feec4-3e1e-11ed-9447-b4055d63f15c","牙种植体及附件-牙种植体","RP SF φ5×18mm","1030460","TA4G","C0702011370100112144","C07020113701001121440000049"]
[254,"S13310001","Regrown骨水平种植体","四级纯钛种植体产品系统","江苏人冠医疗科技有限公司","江苏人冠医疗科技有限公司","种植体（含覆盖螺丝）","国械注准20223171063","牙种植体及附件",null,"四级纯钛","不含临时种植体、穿颧种植体和一段式种植体。","个",528,"4299c4c7-3e21-11ed-9447-b4055d63f15c","aee38dec-3b0c-11ed-9447-b4055d63f15c","国械注准20223171063","牙种植体及附件","江苏人冠医疗科技有限公司","江苏人冠医疗科技有限公司","de7feec4-3e1e-11ed-9447-b4055d63f15c","牙种植体及附件-牙种植体","NP SF φ3.5×8.5mm","1030110","TA4G","C0702011370100112144","C07020113701001121440000050"]
[254,"S13310001","Regrown骨水平种植体","四级纯钛种植体产品系统","江苏人冠医疗科技有限公司","江苏人冠医疗科技有限公司","种植体（含覆盖螺丝）","国械注准20223171063","牙种植体及附件",null,"四级纯钛","不含临时种植体、穿颧种植体和一段式种植体。","个",528,"4299c6fc-3e21-11ed-9447-b4055d63f15c","aee38dec-3b0c-11ed-9447-b4055d63f15c","国械注准20223171063","牙种植体及附件","江苏人冠医疗科技有限公司","江苏人冠医疗科技有限公司","de7feec4-3e1e-11ed-9447-b4055d63f15c","牙种植体及附件-牙种植体","NP LA φ3.9×13mm","1020240","TA4G","C0702011370100112144","C07020113701001121440000051"]
[254,"S13310001","Regrown骨水平种植体","四级纯钛种植体产品系统","江苏人冠医疗科技有限公司","江苏人冠医疗科技有限公司","种植体（含覆盖螺丝）","国械注准20223171063","牙种植体及附件",null,"四级纯钛","不含临时种植体、穿颧种植体和一段式种植体。","个",528,"4299c924-3e21-11ed-9447-b4055d63f15c","aee38dec-3b0c-11ed-9447-b4055d63f15c","国械注准20223171063","牙种植体及附件","江苏人冠医疗科技有限公司","江苏人冠医疗科技有限公司","de7feec4-3e1e-11ed-9447-b4055d63f15c","牙种植体及附件-牙种植体","RP LA φ5×15mm","1020450","TA4G","C0702011370100112144","C07020113701001121440000052"]
[254,"S13310001","Regrown骨水平种植体","四级纯钛种植体产品系统","江苏人冠医疗科技有限公司","江苏人冠医疗科技有限公司","种植体（含覆盖螺丝）","国械注准20223171063","牙种植体及附件",null,"四级纯钛","不含临时种植体、穿颧种植体和一段式种植体。","个",528,"4299d6d5-3e21-11ed-9447-b4055d63f15c","aee38dec-3b0c-11ed-9447-b4055d63f15c","国械注准20223171063","牙种植体及附件","江苏人冠医疗科技有限公司","江苏人冠医疗科技有限公司","de7feec4-3e1e-11ed-9447-b4055d63f15c","牙种植体及附件-牙种植体","NP SF φ3.9×18mm","1030260","TA4G","C0702011370100112144","C07020113701001121440000053"]
[254,"S13310001","Regrown骨水平种植体","四级纯钛种植体产品系统","江苏人冠医疗科技有限公司","江苏人冠医疗科技有限公司","种植体（含覆盖螺丝）","国械注准20223171063","牙种植体及附件",null,"四级纯钛","不含临时种植体、穿颧种植体和一段式种植体。","个",528,"4299d995-3e21-11ed-9447-b4055d63f15c","aee38dec-3b0c-11ed-9447-b4055d63f15c","国械注准20223171063","牙种植体及附件","江苏人冠医疗科技有限公司","江苏人冠医疗科技有限公司","de7feec4-3e1e-11ed-9447-b4055d63f15c","牙种植体及附件-牙种植体","RP SF φ4.3×13mm","1030340","TA4G","C0702011370100112144","C07020113701001121440000054"]
[254,"S13310001","Regrown骨水平种植体","四级纯钛种植体产品系统","江苏人冠医疗科技有限公司","江苏人冠医疗科技有限公司","种植体（含覆盖螺丝）","国械注准20223171063","牙种植体及附件",null,"四级纯钛","不含临时种植体、穿颧种植体和一段式种植体。","个",528,"4299ed2a-3e21-11ed-9447-b4055d63f15c","aee38dec-3b0c-11ed-9447-b4055d63f15c","国械注准20223171063","牙种植体及附件","江苏人冠医疗科技有限公司","江苏人冠医疗科技有限公司","de7feec4-3e1e-11ed-9447-b4055d63f15c","牙种植体及附件-牙种植体","RP SA φ4.3×10mm","1010320","TA4G","C0702011370100112144","C07020113701001121440000055"]
[254,"S13310001","Regrown骨水平种植体","四级纯钛种植体产品系统","江苏人冠医疗科技有限公司","江苏人冠医疗科技有限公司","种植体（含覆盖螺丝）","国械注准20223171063","牙种植体及附件",null,"四级纯钛","不含临时种植体、穿颧种植体和一段式种植体。","个",528,"4299f61f-3e21-11ed-9447-b4055d63f15c","aee38dec-3b0c-11ed-9447-b4055d63f15c","国械注准20223171063","牙种植体及附件","江苏人冠医疗科技有限公司","江苏人冠医疗科技有限公司","de7feec4-3e1e-11ed-9447-b4055d63f15c","牙种植体及附件-牙种植体","RP LA φ5×10mm","1020420","TA4G","C0702011370100112144","C07020113701001121440000056"]
[254,"S13310001","Regrown骨水平种植体","四级纯钛种植体产品系统","江苏人冠医疗科技有限公司","江苏人冠医疗科技有限公司","种植体（含覆盖螺丝）","国械注准20223171063","牙种植体及附件",null,"四级纯钛","不含临时种植体、穿颧种植体和一段式种植体。","个",528,"4299f874-3e21-11ed-9447-b4055d63f15c","aee38dec-3b0c-11ed-9447-b4055d63f15c","国械注准20223171063","牙种植体及附件","江苏人冠医疗科技有限公司","江苏人冠医疗科技有限公司","de7feec4-3e1e-11ed-9447-b4055d63f15c","牙种植体及附件-牙种植体","RP SF φ5×11.5mm","1030430","TA4G","C0702011370100112144","C07020113701001121440000057"]
[254,"S13310001","Regrown骨水平种植体","四级纯钛种植体产品系统","江苏人冠医疗科技有限公司","江苏人冠医疗科技有限公司","种植体（含覆盖螺丝）","国械注准20223171063","牙种植体及附件",null,"四级纯钛","不含临时种植体、穿颧种植体和一段式种植体。","个",528,"4299fab0-3e21-11ed-9447-b4055d63f15c","aee38dec-3b0c-11ed-9447-b4055d63f15c","国械注准20223171063","牙种植体及附件","江苏人冠医疗科技有限公司","江苏人冠医疗科技有限公司","de7feec4-3e1e-11ed-9447-b4055d63f15c","牙种植体及附件-牙种植体","NP LF φ3.5×10mm","1040120","TA4G","C0702011370100112144","C07020113701001121440000058"]
[254,"S13310001","Regrown骨水平种植体","四级纯钛种植体产品系统","江苏人冠医疗科技有限公司","江苏人冠医疗科技有限公司","种植体（含覆盖螺丝）","国械注准20223171063","牙种植体及附件",null,"四级纯钛","不含临时种植体、穿颧种植体和一段式种植体。","个",528,"4299fcdb-3e21-11ed-9447-b4055d63f15c","aee38dec-3b0c-11ed-9447-b4055d63f15c","国械注准20223171063","牙种植体及附件","江苏人冠医疗科技有限公司","江苏人冠医疗科技有限公司","de7feec4-3e1e-11ed-9447-b4055d63f15c","牙种植体及附件-牙种植体","RP LF φ4.3×8.5mm","1040310","TA4G","C0702011370100112144","C07020113701001121440000059"]
[254,"S13310001","Regrown骨水平种植体","四级纯钛种植体产品系统","江苏人冠医疗科技有限公司","江苏人冠医疗科技有限公司","种植体（含覆盖螺丝）","国械注准20223171063","牙种植体及附件",null,"四级纯钛","不含临时种植体、穿颧种植体和一段式种植体。","个",528,"4299ff0f-3e21-11ed-9447-b4055d63f15c","aee38dec-3b0c-11ed-9447-b4055d63f15c","国械注准20223171063","牙种植体及附件","江苏人冠医疗科技有限公司","江苏人冠医疗科技有限公司","de7feec4-3e1e-11ed-9447-b4055d63f15c","牙种植体及附件-牙种植体","RP LF φ5×11.5mm","1040430","TA4G","C0702011370100112144","C07020113701001121440000060"]
[254,"S13310001","Regrown骨水平种植体","四级纯钛种植体产品系统","江苏人冠医疗科技有限公司","江苏人冠医疗科技有限公司","种植体（含覆盖螺丝）","国械注准20223171063","牙种植体及附件",null,"四级纯钛","不含临时种植体、穿颧种植体和一段式种植体。","个",528,"429a0a1f-3e21-11ed-9447-b4055d63f15c","aee38dec-3b0c-11ed-9447-b4055d63f15c","国械注准20223171063","牙种植体及附件","江苏人冠医疗科技有限公司","江苏人冠医疗科技有限公司","de7feec4-3e1e-11ed-9447-b4055d63f15c","牙种植体及附件-牙种植体","NP SF φ3.9×15mm","1030250","TA4G","C0702011370100112144","C07020113701001121440000061"]
[254,"S13310001","Regrown骨水平种植体","四级纯钛种植体产品系统","江苏人冠医疗科技有限公司","江苏人冠医疗科技有限公司","种植体（含覆盖螺丝）","国械注准20223171063","牙种植体及附件",null,"四级纯钛","不含临时种植体、穿颧种植体和一段式种植体。","个",528,"429a0c50-3e21-11ed-9447-b4055d63f15c","aee38dec-3b0c-11ed-9447-b4055d63f15c","国械注准20223171063","牙种植体及附件","江苏人冠医疗科技有限公司","江苏人冠医疗科技有限公司","de7feec4-3e1e-11ed-9447-b4055d63f15c","牙种植体及附件-牙种植体","RP SA φ5×13mm","1010440","TA4G","C0702011370100112144","C07020113701001121440000062"]
[254,"S13310001","Regrown骨水平种植体","四级纯钛种植体产品系统","江苏人冠医疗科技有限公司","江苏人冠医疗科技有限公司","种植体（含覆盖螺丝）","国械注准20223171063","牙种植体及附件",null,"四级纯钛","不含临时种植体、穿颧种植体和一段式种植体。","个",528,"429a1fc1-3e21-11ed-9447-b4055d63f15c","aee38dec-3b0c-11ed-9447-b4055d63f15c","国械注准20223171063","牙种植体及附件","江苏人冠医疗科技有限公司","江苏人冠医疗科技有限公司","de7feec4-3e1e-11ed-9447-b4055d63f15c","牙种植体及附件-牙种植体","RP SA φ5×10mm","1010420","TA4G","C0702011370100112144","C07020113701001121440000063"]
[254,"S13310001","Regrown骨水平种植体","四级纯钛种植体产品系统","江苏人冠医疗科技有限公司","江苏人冠医疗科技有限公司","种植体（含覆盖螺丝）","国械注准20223171063","牙种植体及附件",null,"四级纯钛","不含临时种植体、穿颧种植体和一段式种植体。","个",528,"429a2266-3e21-11ed-9447-b4055d63f15c","aee38dec-3b0c-11ed-9447-b4055d63f15c","国械注准20223171063","牙种植体及附件","江苏人冠医疗科技有限公司","江苏人冠医疗科技有限公司","de7feec4-3e1e-11ed-9447-b4055d63f15c","牙种植体及附件-牙种植体","NP LA φ3.5×15mm","1020150","TA4G","C0702011370100112144","C07020113701001121440000064"]
[254,"S13310001","Regrown骨水平种植体","四级纯钛种植体产品系统","江苏人冠医疗科技有限公司","江苏人冠医疗科技有限公司","种植体（含覆盖螺丝）","国械注准20223171063","牙种植体及附件",null,"四级纯钛","不含临时种植体、穿颧种植体和一段式种植体。","个",528,"429a249f-3e21-11ed-9447-b4055d63f15c","aee38dec-3b0c-11ed-9447-b4055d63f15c","国械注准20223171063","牙种植体及附件","江苏人冠医疗科技有限公司","江苏人冠医疗科技有限公司","de7feec4-3e1e-11ed-9447-b4055d63f15c","牙种植体及附件-牙种植体","NP LF φ3.9×8.5mm","1040210","TA4G","C0702011370100112144","C07020113701001121440000065"]
[254,"S13310001","Regrown骨水平种植体","四级纯钛种植体产品系统","江苏人冠医疗科技有限公司","江苏人冠医疗科技有限公司","种植体（含覆盖螺丝）","国械注准20223171063","牙种植体及附件",null,"四级纯钛","不含临时种植体、穿颧种植体和一段式种植体。","个",528,"429a2ebe-3e21-11ed-9447-b4055d63f15c","aee38dec-3b0c-11ed-9447-b4055d63f15c","国械注准20223171063","牙种植体及附件","江苏人冠医疗科技有限公司","江苏人冠医疗科技有限公司","de7feec4-3e1e-11ed-9447-b4055d63f15c","牙种植体及附件-牙种植体","NP LA φ3.5×11.5mm","1020130","TA4G","C0702011370100112144","C07020113701001121440000066"]
[254,"S13310001","Regrown骨水平种植体","四级纯钛种植体产品系统","江苏人冠医疗科技有限公司","江苏人冠医疗科技有限公司","种植体（含覆盖螺丝）","国械注准20223171063","牙种植体及附件",null,"四级纯钛","不含临时种植体、穿颧种植体和一段式种植体。","个",528,"429a310b-3e21-11ed-9447-b4055d63f15c","aee38dec-3b0c-11ed-9447-b4055d63f15c","国械注准20223171063","牙种植体及附件","江苏人冠医疗科技有限公司","江苏人冠医疗科技有限公司","de7feec4-3e1e-11ed-9447-b4055d63f15c","牙种植体及附件-牙种植体","RP SF φ4.3×18mm","1030360","TA4G","C0702011370100112144","C07020113701001121440000067"]
[254,"S13310001","Regrown骨水平种植体","四级纯钛种植体产品系统","江苏人冠医疗科技有限公司","江苏人冠医疗科技有限公司","种植体（含覆盖螺丝）","国械注准20223171063","牙种植体及附件",null,"四级纯钛","不含临时种植体、穿颧种植体和一段式种植体。","个",528,"429a334e-3e21-11ed-9447-b4055d63f15c","aee38dec-3b0c-11ed-9447-b4055d63f15c","国械注准20223171063","牙种植体及附件","江苏人冠医疗科技有限公司","江苏人冠医疗科技有限公司","de7feec4-3e1e-11ed-9447-b4055d63f15c","牙种植体及附件-牙种植体","RP SA φ4.3×18mm","1010360","TA4G","C0702011370100112144","C07020113701001121440000068"]
[254,"S13310001","Regrown骨水平种植体","四级纯钛种植体产品系统","江苏人冠医疗科技有限公司","江苏人冠医疗科技有限公司","种植体（含覆盖螺丝）","国械注准20223171063","牙种植体及附件",null,"四级纯钛","不含临时种植体、穿颧种植体和一段式种植体。","个",528,"429a4cf7-3e21-11ed-9447-b4055d63f15c","aee38dec-3b0c-11ed-9447-b4055d63f15c","国械注准20223171063","牙种植体及附件","江苏人冠医疗科技有限公司","江苏人冠医疗科技有限公司","de7feec4-3e1e-11ed-9447-b4055d63f15c","牙种植体及附件-牙种植体","RP SA φ4.3×11.5mm","1010330","TA4G","C0702011370100112144","C07020113701001121440000069"]
[254,"S13310001","Regrown骨水平种植体","四级纯钛种植体产品系统","江苏人冠医疗科技有限公司","江苏人冠医疗科技有限公司","种植体（含覆盖螺丝）","国械注准20223171063","牙种植体及附件",null,"四级纯钛","不含临时种植体、穿颧种植体和一段式种植体。","个",528,"429a4fd1-3e21-11ed-9447-b4055d63f15c","aee38dec-3b0c-11ed-9447-b4055d63f15c","国械注准20223171063","牙种植体及附件","江苏人冠医疗科技有限公司","江苏人冠医疗科技有限公司","de7feec4-3e1e-11ed-9447-b4055d63f15c","牙种植体及附件-牙种植体","RP SF φ5×10mm","1030420","TA4G","C0702011370100112144","C07020113701001121440000070"]
[254,"S13310001","Regrown骨水平种植体","四级纯钛种植体产品系统","江苏人冠医疗科技有限公司","江苏人冠医疗科技有限公司","种植体（含覆盖螺丝）","国械注准20223171063","牙种植体及附件",null,"四级纯钛","不含临时种植体、穿颧种植体和一段式种植体。","个",528,"429a59ed-3e21-11ed-9447-b4055d63f15c","aee38dec-3b0c-11ed-9447-b4055d63f15c","国械注准20223171063","牙种植体及附件","江苏人冠医疗科技有限公司","江苏人冠医疗科技有限公司","de7feec4-3e1e-11ed-9447-b4055d63f15c","牙种植体及附件-牙种植体","RP SA φ5×15mm","1010450","TA4G","C0702011370100112144","C07020113701001121440000071"]
[254,"S13310001","Regrown骨水平种植体","四级纯钛种植体产品系统","江苏人冠医疗科技有限公司","江苏人冠医疗科技有限公司","种植体（含覆盖螺丝）","国械注准20223171063","牙种植体及附件",null,"四级纯钛","不含临时种植体、穿颧种植体和一段式种植体。","个",528,"429a5c3d-3e21-11ed-9447-b4055d63f15c","aee38dec-3b0c-11ed-9447-b4055d63f15c","国械注准20223171063","牙种植体及附件","江苏人冠医疗科技有限公司","江苏人冠医疗科技有限公司","de7feec4-3e1e-11ed-9447-b4055d63f15c","牙种植体及附件-牙种植体","NP SA φ3.9×10mm","1010220","TA4G","C0702011370100112144","C07020113701001121440000072"]
[254,"S13310001","Regrown骨水平种植体","四级纯钛种植体产品系统","江苏人冠医疗科技有限公司","江苏人冠医疗科技有限公司","种植体（含覆盖螺丝）","国械注准20223171063","牙种植体及附件",null,"四级纯钛","不含临时种植体、穿颧种植体和一段式种植体。","个",528,"429a5eb1-3e21-11ed-9447-b4055d63f15c","aee38dec-3b0c-11ed-9447-b4055d63f15c","国械注准20223171063","牙种植体及附件","江苏人冠医疗科技有限公司","江苏人冠医疗科技有限公司","de7feec4-3e1e-11ed-9447-b4055d63f15c","牙种植体及附件-牙种植体","NP LA φ3.9×8.5mm","1020210","TA4G","C0702011370100112144","C07020113701001121440000073"]
[254,"S13310001","Regrown骨水平种植体","四级纯钛种植体产品系统","江苏人冠医疗科技有限公司","江苏人冠医疗科技有限公司","种植体（含覆盖螺丝）","国械注准20223171063","牙种植体及附件",null,"四级纯钛","不含临时种植体、穿颧种植体和一段式种植体。","个",528,"429a60fb-3e21-11ed-9447-b4055d63f15c","aee38dec-3b0c-11ed-9447-b4055d63f15c","国械注准20223171063","牙种植体及附件","江苏人冠医疗科技有限公司","江苏人冠医疗科技有限公司","de7feec4-3e1e-11ed-9447-b4055d63f15c","牙种植体及附件-牙种植体","RP LF φ4.3×10mm","1040320","TA4G","C0702011370100112144","C07020113701001121440000074"]
[254,"S13310001","Regrown骨水平种植体","四级纯钛种植体产品系统","江苏人冠医疗科技有限公司","江苏人冠医疗科技有限公司","种植体（含覆盖螺丝）","国械注准20223171063","牙种植体及附件",null,"四级纯钛","不含临时种植体、穿颧种植体和一段式种植体。","个",528,"429a6338-3e21-11ed-9447-b4055d63f15c","aee38dec-3b0c-11ed-9447-b4055d63f15c","国械注准20223171063","牙种植体及附件","江苏人冠医疗科技有限公司","江苏人冠医疗科技有限公司","de7feec4-3e1e-11ed-9447-b4055d63f15c","牙种植体及附件-牙种植体","NP LF φ3.5×15mm","1040150","TA4G","C0702011370100112144","C07020113701001121440000075"]
[254,"S13310001","Regrown骨水平种植体","四级纯钛种植体产品系统","江苏人冠医疗科技有限公司","江苏人冠医疗科技有限公司","种植体（含覆盖螺丝）","国械注准20223171063","牙种植体及附件",null,"四级纯钛","不含临时种植体、穿颧种植体和一段式种植体。","个",528,"429a6b36-3e21-11ed-9447-b4055d63f15c","aee38dec-3b0c-11ed-9447-b4055d63f15c","国械注准20223171063","牙种植体及附件","江苏人冠医疗科技有限公司","江苏人冠医疗科技有限公司","de7feec4-3e1e-11ed-9447-b4055d63f15c","牙种植体及附件-牙种植体","RP SF φ4.3×15mm","1030350","TA4G","C0702011370100112144","C07020113701001121440000076"]
[254,"S13310001","Regrown骨水平种植体","四级纯钛种植体产品系统","江苏人冠医疗科技有限公司","江苏人冠医疗科技有限公司","种植体（含覆盖螺丝）","国械注准20223171063","牙种植体及附件",null,"四级纯钛","不含临时种植体、穿颧种植体和一段式种植体。","个",528,"429a6d80-3e21-11ed-9447-b4055d63f15c","aee38dec-3b0c-11ed-9447-b4055d63f15c","国械注准20223171063","牙种植体及附件","江苏人冠医疗科技有限公司","江苏人冠医疗科技有限公司","de7feec4-3e1e-11ed-9447-b4055d63f15c","牙种植体及附件-牙种植体","NP LF φ3.5×11.5mm","1040130","TA4G","C0702011370100112144","C07020113701001121440000077"]
[254,"S13310001","Regrown骨水平种植体","四级纯钛种植体产品系统","江苏人冠医疗科技有限公司","江苏人冠医疗科技有限公司","种植体（含覆盖螺丝）","国械注准20223171063","牙种植体及附件",null,"四级纯钛","不含临时种植体、穿颧种植体和一段式种植体。","个",528,"429a6fb8-3e21-11ed-9447-b4055d63f15c","aee38dec-3b0c-11ed-9447-b4055d63f15c","国械注准20223171063","牙种植体及附件","江苏人冠医疗科技有限公司","江苏人冠医疗科技有限公司","de7feec4-3e1e-11ed-9447-b4055d63f15c","牙种植体及附件-牙种植体","RP LA φ5×11.5mm","1020430","TA4G","C0702011370100112144","C07020113701001121440000078"]
[254,"S13310001","Regrown骨水平种植体","四级纯钛种植体产品系统","江苏人冠医疗科技有限公司","江苏人冠医疗科技有限公司","种植体（含覆盖螺丝）","国械注准20223171063","牙种植体及附件",null,"四级纯钛","不含临时种植体、穿颧种植体和一段式种植体。","个",528,"429a71f0-3e21-11ed-9447-b4055d63f15c","aee38dec-3b0c-11ed-9447-b4055d63f15c","国械注准20223171063","牙种植体及附件","江苏人冠医疗科技有限公司","江苏人冠医疗科技有限公司","de7feec4-3e1e-11ed-9447-b4055d63f15c","牙种植体及附件-牙种植体","NP SF φ3.5×15mm","1030150","TA4G","C0702011370100112144","C07020113701001121440000079"]
[254,"S13310001","Regrown骨水平种植体","四级纯钛种植体产品系统","江苏人冠医疗科技有限公司","江苏人冠医疗科技有限公司","种植体（含覆盖螺丝）","国械注准20223171063","牙种植体及附件",null,"四级纯钛","不含临时种植体、穿颧种植体和一段式种植体。","个",528,"429a7490-3e21-11ed-9447-b4055d63f15c","aee38dec-3b0c-11ed-9447-b4055d63f15c","国械注准20223171063","牙种植体及附件","江苏人冠医疗科技有限公司","江苏人冠医疗科技有限公司","de7feec4-3e1e-11ed-9447-b4055d63f15c","牙种植体及附件-牙种植体","RP SA φ4.3×13mm","1010340","TA4G","C0702011370100112144","C07020113701001121440000080"]
[254,"S13310001","Regrown骨水平种植体","四级纯钛种植体产品系统","江苏人冠医疗科技有限公司","江苏人冠医疗科技有限公司","种植体（含覆盖螺丝）","国械注准20223171063","牙种植体及附件",null,"四级纯钛","不含临时种植体、穿颧种植体和一段式种植体。","个",528,"429a76d1-3e21-11ed-9447-b4055d63f15c","aee38dec-3b0c-11ed-9447-b4055d63f15c","国械注准20223171063","牙种植体及附件","江苏人冠医疗科技有限公司","江苏人冠医疗科技有限公司","de7feec4-3e1e-11ed-9447-b4055d63f15c","牙种植体及附件-牙种植体","NP LA φ3.5×10mm","1020120","TA4G","C0702011370100112144","C07020113701001121440000081"]
[254,"S13310001","Regrown骨水平种植体","四级纯钛种植体产品系统","江苏人冠医疗科技有限公司","江苏人冠医疗科技有限公司","种植体（含覆盖螺丝）","国械注准20223171063","牙种植体及附件",null,"四级纯钛","不含临时种植体、穿颧种植体和一段式种植体。","个",528,"429a790e-3e21-11ed-9447-b4055d63f15c","aee38dec-3b0c-11ed-9447-b4055d63f15c","国械注准20223171063","牙种植体及附件","江苏人冠医疗科技有限公司","江苏人冠医疗科技有限公司","de7feec4-3e1e-11ed-9447-b4055d63f15c","牙种植体及附件-牙种植体","NP LA φ3.5×13mm","1020140","TA4G","C0702011370100112144","C07020113701001121440000082"]
[254,"S13310001","Regrown骨水平种植体","四级纯钛种植体产品系统","江苏人冠医疗科技有限公司","江苏人冠医疗科技有限公司","种植体（含覆盖螺丝）","国械注准20223171063","牙种植体及附件",null,"四级纯钛","不含临时种植体、穿颧种植体和一段式种植体。","个",528,"429a80b6-3e21-11ed-9447-b4055d63f15c","aee38dec-3b0c-11ed-9447-b4055d63f15c","国械注准20223171063","牙种植体及附件","江苏人冠医疗科技有限公司","江苏人冠医疗科技有限公司","de7feec4-3e1e-11ed-9447-b4055d63f15c","牙种植体及附件-牙种植体","RP SA φ5×18mm","1010460","TA4G","C0702011370100112144","C07020113701001121440000083"]
[254,"S13310001","Regrown骨水平种植体","四级纯钛种植体产品系统","江苏人冠医疗科技有限公司","江苏人冠医疗科技有限公司","种植体（含覆盖螺丝）","国械注准20223171063","牙种植体及附件",null,"四级纯钛","不含临时种植体、穿颧种植体和一段式种植体。","个",528,"429a8311-3e21-11ed-9447-b4055d63f15c","aee38dec-3b0c-11ed-9447-b4055d63f15c","国械注准20223171063","牙种植体及附件","江苏人冠医疗科技有限公司","江苏人冠医疗科技有限公司","de7feec4-3e1e-11ed-9447-b4055d63f15c","牙种植体及附件-牙种植体","RP LA φ4.3×11.5mm","1020330","TA4G","C0702011370100112144","C07020113701001121440000084"]
[254,"S13310001","Regrown骨水平种植体","四级纯钛种植体产品系统","江苏人冠医疗科技有限公司","江苏人冠医疗科技有限公司","种植体（含覆盖螺丝）","国械注准20223171063","牙种植体及附件",null,"四级纯钛","不含临时种植体、穿颧种植体和一段式种植体。","个",528,"429a8f0b-3e21-11ed-9447-b4055d63f15c","aee38dec-3b0c-11ed-9447-b4055d63f15c","国械注准20223171063","牙种植体及附件","江苏人冠医疗科技有限公司","江苏人冠医疗科技有限公司","de7feec4-3e1e-11ed-9447-b4055d63f15c","牙种植体及附件-牙种植体","RP SF φ5×15mm","1030450","TA4G","C0702011370100112144","C07020113701001121440000085"]
[254,"S13310001","Regrown骨水平种植体","四级纯钛种植体产品系统","江苏人冠医疗科技有限公司","江苏人冠医疗科技有限公司","种植体（含覆盖螺丝）","国械注准20223171063","牙种植体及附件",null,"四级纯钛","不含临时种植体、穿颧种植体和一段式种植体。","个",528,"429a94cb-3e21-11ed-9447-b4055d63f15c","aee38dec-3b0c-11ed-9447-b4055d63f15c","国械注准20223171063","牙种植体及附件","江苏人冠医疗科技有限公司","江苏人冠医疗科技有限公司","de7feec4-3e1e-11ed-9447-b4055d63f15c","牙种植体及附件-牙种植体","NP SA φ3.9×15mm","1010250","TA4G","C0702011370100112144","C07020113701001121440000086"]
[254,"S13310001","Regrown骨水平种植体","四级纯钛种植体产品系统","江苏人冠医疗科技有限公司","江苏人冠医疗科技有限公司","种植体（含覆盖螺丝）","国械注准20223171063","牙种植体及附件",null,"四级纯钛","不含临时种植体、穿颧种植体和一段式种植体。","个",528,"429a970b-3e21-11ed-9447-b4055d63f15c","aee38dec-3b0c-11ed-9447-b4055d63f15c","国械注准20223171063","牙种植体及附件","江苏人冠医疗科技有限公司","江苏人冠医疗科技有限公司","de7feec4-3e1e-11ed-9447-b4055d63f15c","牙种植体及附件-牙种植体","NP SA φ3.5×11.5mm","1010130","TA4G","C0702011370100112144","C07020113701001121440000087"]
[254,"S13310001","Regrown骨水平种植体","四级纯钛种植体产品系统","江苏人冠医疗科技有限公司","江苏人冠医疗科技有限公司","种植体（含覆盖螺丝）","国械注准20223171063","牙种植体及附件",null,"四级纯钛","不含临时种植体、穿颧种植体和一段式种植体。","个",528,"429aa03d-3e21-11ed-9447-b4055d63f15c","aee38dec-3b0c-11ed-9447-b4055d63f15c","国械注准20223171063","牙种植体及附件","江苏人冠医疗科技有限公司","江苏人冠医疗科技有限公司","de7feec4-3e1e-11ed-9447-b4055d63f15c","牙种植体及附件-牙种植体","NP LF φ3.9×10mm","1040220","TA4G","C0702011370100112144","C07020113701001121440000088"]
[254,"S13310001","Regrown骨水平种植体","四级纯钛种植体产品系统","江苏人冠医疗科技有限公司","江苏人冠医疗科技有限公司","种植体（含覆盖螺丝）","国械注准20223171063","牙种植体及附件",null,"四级纯钛","不含临时种植体、穿颧种植体和一段式种植体。","个",528,"429aa288-3e21-11ed-9447-b4055d63f15c","aee38dec-3b0c-11ed-9447-b4055d63f15c","国械注准20223171063","牙种植体及附件","江苏人冠医疗科技有限公司","江苏人冠医疗科技有限公司","de7feec4-3e1e-11ed-9447-b4055d63f15c","牙种植体及附件-牙种植体","NP LF φ3.9×18mm","1040260","TA4G","C0702011370100112144","C07020113701001121440000089"]
[254,"S13310001","Regrown骨水平种植体","四级纯钛种植体产品系统","江苏人冠医疗科技有限公司","江苏人冠医疗科技有限公司","种植体（含覆盖螺丝）","国械注准20223171063","牙种植体及附件",null,"四级纯钛","不含临时种植体、穿颧种植体和一段式种植体。","个",528,"429aa4c5-3e21-11ed-9447-b4055d63f15c","aee38dec-3b0c-11ed-9447-b4055d63f15c","国械注准20223171063","牙种植体及附件","江苏人冠医疗科技有限公司","江苏人冠医疗科技有限公司","de7feec4-3e1e-11ed-9447-b4055d63f15c","牙种植体及附件-牙种植体","RP LA φ4.3×13mm","1020340","TA4G","C0702011370100112144","C07020113701001121440000090"]
[254,"S13310001","Regrown骨水平种植体","四级纯钛种植体产品系统","江苏人冠医疗科技有限公司","江苏人冠医疗科技有限公司","种植体（含覆盖螺丝）","国械注准20223171063","牙种植体及附件",null,"四级纯钛","不含临时种植体、穿颧种植体和一段式种植体。","个",528,"429aadfb-3e21-11ed-9447-b4055d63f15c","aee38dec-3b0c-11ed-9447-b4055d63f15c","国械注准20223171063","牙种植体及附件","江苏人冠医疗科技有限公司","江苏人冠医疗科技有限公司","de7feec4-3e1e-11ed-9447-b4055d63f15c","牙种植体及附件-牙种植体","RP LA φ5×18mm","1020460","TA4G","C0702011370100112144","C07020113701001121440000091"]
[254,"S13310001","Regrown骨水平种植体","四级纯钛种植体产品系统","江苏人冠医疗科技有限公司","江苏人冠医疗科技有限公司","种植体（含覆盖螺丝）","国械注准20223171063","牙种植体及附件",null,"四级纯钛","不含临时种植体、穿颧种植体和一段式种植体。","个",528,"429ab036-3e21-11ed-9447-b4055d63f15c","aee38dec-3b0c-11ed-9447-b4055d63f15c","国械注准20223171063","牙种植体及附件","江苏人冠医疗科技有限公司","江苏人冠医疗科技有限公司","de7feec4-3e1e-11ed-9447-b4055d63f15c","牙种植体及附件-牙种植体","NP LA φ3.9×11.5mm","1020230","TA4G","C0702011370100112144","C07020113701001121440000092"]
[254,"S13310001","Regrown骨水平种植体","四级纯钛种植体产品系统","江苏人冠医疗科技有限公司","江苏人冠医疗科技有限公司","种植体（含覆盖螺丝）","国械注准20223171063","牙种植体及附件",null,"四级纯钛","不含临时种植体、穿颧种植体和一段式种植体。","个",528,"429ab270-3e21-11ed-9447-b4055d63f15c","aee38dec-3b0c-11ed-9447-b4055d63f15c","国械注准20223171063","牙种植体及附件","江苏人冠医疗科技有限公司","江苏人冠医疗科技有限公司","de7feec4-3e1e-11ed-9447-b4055d63f15c","牙种植体及附件-牙种植体","NP LA φ3.9×10mm","1020220","TA4G","C0702011370100112144","C07020113701001121440000093"]
[254,"S13310001","Regrown骨水平种植体","四级纯钛种植体产品系统","江苏人冠医疗科技有限公司","江苏人冠医疗科技有限公司","种植体（含覆盖螺丝）","国械注准20223171063","牙种植体及附件",null,"四级纯钛","不含临时种植体、穿颧种植体和一段式种植体。","个",528,"429ab499-3e21-11ed-9447-b4055d63f15c","aee38dec-3b0c-11ed-9447-b4055d63f15c","国械注准20223171063","牙种植体及附件","江苏人冠医疗科技有限公司","江苏人冠医疗科技有限公司","de7feec4-3e1e-11ed-9447-b4055d63f15c","牙种植体及附件-牙种植体","RP LF φ4.3×13mm","1040340","TA4G","C0702011370100112144","C07020113701001121440000094"]
[254,"S13310001","Regrown骨水平种植体","四级纯钛种植体产品系统","江苏人冠医疗科技有限公司","江苏人冠医疗科技有限公司","种植体（含覆盖螺丝）","国械注准20223171063","牙种植体及附件",null,"四级纯钛","不含临时种植体、穿颧种植体和一段式种植体。","个",528,"429ab6c1-3e21-11ed-9447-b4055d63f15c","aee38dec-3b0c-11ed-9447-b4055d63f15c","国械注准20223171063","牙种植体及附件","江苏人冠医疗科技有限公司","江苏人冠医疗科技有限公司","de7feec4-3e1e-11ed-9447-b4055d63f15c","牙种植体及附件-牙种植体","NP SA φ3.5×13mm","1010140","TA4G","C0702011370100112144","C07020113701001121440000095"]
[254,"S13310001","Regrown骨水平种植体","四级纯钛种植体产品系统","江苏人冠医疗科技有限公司","江苏人冠医疗科技有限公司","种植体（含覆盖螺丝）","国械注准20223171063","牙种植体及附件",null,"四级纯钛","不含临时种植体、穿颧种植体和一段式种植体。","个",528,"429abf57-3e21-11ed-9447-b4055d63f15c","aee38dec-3b0c-11ed-9447-b4055d63f15c","国械注准20223171063","牙种植体及附件","江苏人冠医疗科技有限公司","江苏人冠医疗科技有限公司","de7feec4-3e1e-11ed-9447-b4055d63f15c","牙种植体及附件-牙种植体","RP SF φ4.3×11.5mm","1030330","TA4G","C0702011370100112144","C07020113701001121440000096"]
[255,"S13310001","Regrown骨水平种植体","四级纯钛种植体产品系统","江苏人冠医疗科技有限公司","江苏人冠医疗科技有限公司","修复基台（单牙）","国械注准20223171152","基台及附件",null,"包含注册证下相关部件纯钛或钛合金材质","适用于单牙种植修复基台、材质为纯钛或钛合金","个",135,"4c12cae2-46c9-11ed-9447-b4055d63f15c","9658f192-3b10-11ed-9447-b4055d63f15c","国械注准20223171152","基台及附件","江苏人冠医疗科技有限公司","江苏人冠医疗科技有限公司","2b5ccf4a-46c9-11ed-9447-b4055d63f15c","基台及附件-直基台","按扣基台 NP 6mm","2310160A","TC4ELI","C0702021380100112144","C07020213801001121440000001"]
[255,"S13310001","Regrown骨水平种植体","四级纯钛种植体产品系统","江苏人冠医疗科技有限公司","江苏人冠医疗科技有限公司","修复基台（单牙）","国械注准20223171152","基台及附件",null,"包含注册证下相关部件纯钛或钛合金材质","适用于单牙种植修复基台、材质为纯钛或钛合金","个",135,"4c12f2a8-46c9-11ed-9447-b4055d63f15c","9658f192-3b10-11ed-9447-b4055d63f15c","国械注准20223171152","基台及附件","江苏人冠医疗科技有限公司","江苏人冠医疗科技有限公司","2b5ccf4a-46c9-11ed-9447-b4055d63f15c","基台及附件-直基台","按扣基台 RP 4mm","2310240A","TC4ELI","C0702021380100112144","C07020213801001121440000002"]
[255,"S13310001","Regrown骨水平种植体","四级纯钛种植体产品系统","江苏人冠医疗科技有限公司","江苏人冠医疗科技有限公司","修复基台（单牙）","国械注准20223171152","基台及附件",null,"包含注册证下相关部件纯钛或钛合金材质","适用于单牙种植修复基台、材质为纯钛或钛合金","个",135,"4c1305fe-46c9-11ed-9447-b4055d63f15c","9658f192-3b10-11ed-9447-b4055d63f15c","国械注准20223171152","基台及附件","江苏人冠医疗科技有限公司","江苏人冠医疗科技有限公司","2b5ccf4a-46c9-11ed-9447-b4055d63f15c","基台及附件-直基台","按扣基台 NP 2mm","2311120","TC4ELI","C0702021380100112144","C07020213801001121440000003"]
[255,"S13310001","Regrown骨水平种植体","四级纯钛种植体产品系统","江苏人冠医疗科技有限公司","江苏人冠医疗科技有限公司","修复基台（单牙）","国械注准20223171152","基台及附件",null,"包含注册证下相关部件纯钛或钛合金材质","适用于单牙种植修复基台、材质为纯钛或钛合金","个",135,"4c1309a7-46c9-11ed-9447-b4055d63f15c","9658f192-3b10-11ed-9447-b4055d63f15c","国械注准20223171152","基台及附件","江苏人冠医疗科技有限公司","江苏人冠医疗科技有限公司","2b5ccf4a-46c9-11ed-9447-b4055d63f15c","基台及附件-直基台","按扣基台 RP 2mm","2312220","TC4ELI","C0702021380100112144","C07020213801001121440000004"]
[255,"S13310001","Regrown骨水平种植体","四级纯钛种植体产品系统","江苏人冠医疗科技有限公司","江苏人冠医疗科技有限公司","修复基台（单牙）","国械注准20223171152","基台及附件",null,"包含注册证下相关部件纯钛或钛合金材质","适用于单牙种植修复基台、材质为纯钛或钛合金","个",135,"4c130e5b-46c9-11ed-9447-b4055d63f15c","9658f192-3b10-11ed-9447-b4055d63f15c","国械注准20223171152","基台及附件","江苏人冠医疗科技有限公司","江苏人冠医疗科技有限公司","2b5ccf4a-46c9-11ed-9447-b4055d63f15c","基台及附件-直基台","球基台 RP 4mm","2321240","TC4ELI","C0702021380100112144","C07020213801001121440000005"]
[255,"S13310001","Regrown骨水平种植体","四级纯钛种植体产品系统","江苏人冠医疗科技有限公司","江苏人冠医疗科技有限公司","修复基台（单牙）","国械注准20223171152","基台及附件",null,"包含注册证下相关部件纯钛或钛合金材质","适用于单牙种植修复基台、材质为纯钛或钛合金","个",135,"4c131856-46c9-11ed-9447-b4055d63f15c","9658f192-3b10-11ed-9447-b4055d63f15c","国械注准20223171152","基台及附件","江苏人冠医疗科技有限公司","江苏人冠医疗科技有限公司","2b5ccf4a-46c9-11ed-9447-b4055d63f15c","基台及附件-直基台","球基台 NP 4mm","2320140A","TC4ELI","C0702021380100112144","C07020213801001121440000006"]
[255,"S13310001","Regrown骨水平种植体","四级纯钛种植体产品系统","江苏人冠医疗科技有限公司","江苏人冠医疗科技有限公司","修复基台（单牙）","国械注准20223171152","基台及附件",null,"包含注册证下相关部件纯钛或钛合金材质","适用于单牙种植修复基台、材质为纯钛或钛合金","个",135,"4c131beb-46c9-11ed-9447-b4055d63f15c","9658f192-3b10-11ed-9447-b4055d63f15c","国械注准20223171152","基台及附件","江苏人冠医疗科技有限公司","江苏人冠医疗科技有限公司","2b5ccf4a-46c9-11ed-9447-b4055d63f15c","基台及附件-直基台","按扣基台 NP 5mm","2310150A","TC4ELI","C0702021380100112144","C07020213801001121440000007"]
[255,"S13310001","Regrown骨水平种植体","四级纯钛种植体产品系统","江苏人冠医疗科技有限公司","江苏人冠医疗科技有限公司","修复基台（单牙）","国械注准20223171152","基台及附件",null,"包含注册证下相关部件纯钛或钛合金材质","适用于单牙种植修复基台、材质为纯钛或钛合金","个",135,"4c131f9d-46c9-11ed-9447-b4055d63f15c","9658f192-3b10-11ed-9447-b4055d63f15c","国械注准20223171152","基台及附件","江苏人冠医疗科技有限公司","江苏人冠医疗科技有限公司","2b5ccf4a-46c9-11ed-9447-b4055d63f15c","基台及附件-直基台","按扣基台 NP 5mm","2311150","TC4ELI","C0702021380100112144","C07020213801001121440000008"]
[255,"S13310001","Regrown骨水平种植体","四级纯钛种植体产品系统","江苏人冠医疗科技有限公司","江苏人冠医疗科技有限公司","修复基台（单牙）","国械注准20223171152","基台及附件",null,"包含注册证下相关部件纯钛或钛合金材质","适用于单牙种植修复基台、材质为纯钛或钛合金","个",135,"4c132351-46c9-11ed-9447-b4055d63f15c","9658f192-3b10-11ed-9447-b4055d63f15c","国械注准20223171152","基台及附件","江苏人冠医疗科技有限公司","江苏人冠医疗科技有限公司","2b5ccf4a-46c9-11ed-9447-b4055d63f15c","基台及附件-直基台","按扣基台 RP 6mm","2312260","TC4ELI","C0702021380100112144","C07020213801001121440000009"]
[255,"S13310001","Regrown骨水平种植体","四级纯钛种植体产品系统","江苏人冠医疗科技有限公司","江苏人冠医疗科技有限公司","修复基台（单牙）","国械注准20223171152","基台及附件",null,"包含注册证下相关部件纯钛或钛合金材质","适用于单牙种植修复基台、材质为纯钛或钛合金","个",135,"4c132744-46c9-11ed-9447-b4055d63f15c","9658f192-3b10-11ed-9447-b4055d63f15c","国械注准20223171152","基台及附件","江苏人冠医疗科技有限公司","江苏人冠医疗科技有限公司","2b5ccf4a-46c9-11ed-9447-b4055d63f15c","基台及附件-直基台","球基台 NP 2mm","2320120A","TC4ELI","C0702021380100112144","C07020213801001121440000010"]
[255,"S13310001","Regrown骨水平种植体","四级纯钛种植体产品系统","江苏人冠医疗科技有限公司","江苏人冠医疗科技有限公司","修复基台（单牙）","国械注准20223171152","基台及附件",null,"包含注册证下相关部件纯钛或钛合金材质","适用于单牙种植修复基台、材质为纯钛或钛合金","个",135,"4c134de9-46c9-11ed-9447-b4055d63f15c","9658f192-3b10-11ed-9447-b4055d63f15c","国械注准20223171152","基台及附件","江苏人冠医疗科技有限公司","江苏人冠医疗科技有限公司","2b5ccf4a-46c9-11ed-9447-b4055d63f15c","基台及附件-直基台","球基台 RP 3mm","2321230","TC4ELI","C0702021380100112144","C07020213801001121440000011"]
[255,"S13310001","Regrown骨水平种植体","四级纯钛种植体产品系统","江苏人冠医疗科技有限公司","江苏人冠医疗科技有限公司","修复基台（单牙）","国械注准20223171152","基台及附件",null,"包含注册证下相关部件纯钛或钛合金材质","适用于单牙种植修复基台、材质为纯钛或钛合金","个",135,"4c13598c-46c9-11ed-9447-b4055d63f15c","9658f192-3b10-11ed-9447-b4055d63f15c","国械注准20223171152","基台及附件","江苏人冠医疗科技有限公司","江苏人冠医疗科技有限公司","2b5ccf4a-46c9-11ed-9447-b4055d63f15c","基台及附件-直基台","球基台 RP 6mm","2320260A","TC4ELI","C0702021380100112144","C07020213801001121440000012"]
[255,"S13310001","Regrown骨水平种植体","四级纯钛种植体产品系统","江苏人冠医疗科技有限公司","江苏人冠医疗科技有限公司","修复基台（单牙）","国械注准20223171152","基台及附件",null,"包含注册证下相关部件纯钛或钛合金材质","适用于单牙种植修复基台、材质为纯钛或钛合金","个",135,"4c135d8c-46c9-11ed-9447-b4055d63f15c","9658f192-3b10-11ed-9447-b4055d63f15c","国械注准20223171152","基台及附件","江苏人冠医疗科技有限公司","江苏人冠医疗科技有限公司","2b5ccf4a-46c9-11ed-9447-b4055d63f15c","基台及附件-直基台","球基台 RP 6mm","2321260","TC4ELI","C0702021380100112144","C07020213801001121440000013"]
[255,"S13310001","Regrown骨水平种植体","四级纯钛种植体产品系统","江苏人冠医疗科技有限公司","江苏人冠医疗科技有限公司","修复基台（单牙）","国械注准20223171152","基台及附件",null,"包含注册证下相关部件纯钛或钛合金材质","适用于单牙种植修复基台、材质为纯钛或钛合金","个",135,"4c1361a5-46c9-11ed-9447-b4055d63f15c","9658f192-3b10-11ed-9447-b4055d63f15c","国械注准20223171152","基台及附件","江苏人冠医疗科技有限公司","江苏人冠医疗科技有限公司","2b5ccf4a-46c9-11ed-9447-b4055d63f15c","基台及附件-直基台","按扣基台 RP 2mm","2310220A","TC4ELI","C0702021380100112144","C07020213801001121440000014"]
[255,"S13310001","Regrown骨水平种植体","四级纯钛种植体产品系统","江苏人冠医疗科技有限公司","江苏人冠医疗科技有限公司","修复基台（单牙）","国械注准20223171152","基台及附件",null,"包含注册证下相关部件纯钛或钛合金材质","适用于单牙种植修复基台、材质为纯钛或钛合金","个",135,"4c1365cc-46c9-11ed-9447-b4055d63f15c","9658f192-3b10-11ed-9447-b4055d63f15c","国械注准20223171152","基台及附件","江苏人冠医疗科技有限公司","江苏人冠医疗科技有限公司","2b5ccf4a-46c9-11ed-9447-b4055d63f15c","基台及附件-直基台","按扣基台 NP 6mm","2311160","TC4ELI","C0702021380100112144","C07020213801001121440000015"]
[255,"S13310001","Regrown骨水平种植体","四级纯钛种植体产品系统","江苏人冠医疗科技有限公司","江苏人冠医疗科技有限公司","修复基台（单牙）","国械注准20223171152","基台及附件",null,"包含注册证下相关部件纯钛或钛合金材质","适用于单牙种植修复基台、材质为纯钛或钛合金","个",135,"4c136a2a-46c9-11ed-9447-b4055d63f15c","9658f192-3b10-11ed-9447-b4055d63f15c","国械注准20223171152","基台及附件","江苏人冠医疗科技有限公司","江苏人冠医疗科技有限公司","2b5ccf4a-46c9-11ed-9447-b4055d63f15c","基台及附件-直基台","球基台 RP 2mm","2320220A","TC4ELI","C0702021380100112144","C07020213801001121440000016"]
[255,"S13310001","Regrown骨水平种植体","四级纯钛种植体产品系统","江苏人冠医疗科技有限公司","江苏人冠医疗科技有限公司","修复基台（单牙）","国械注准20223171152","基台及附件",null,"包含注册证下相关部件纯钛或钛合金材质","适用于单牙种植修复基台、材质为纯钛或钛合金","个",135,"4c137bc6-46c9-11ed-9447-b4055d63f15c","9658f192-3b10-11ed-9447-b4055d63f15c","国械注准20223171152","基台及附件","江苏人冠医疗科技有限公司","江苏人冠医疗科技有限公司","2b5ccf4a-46c9-11ed-9447-b4055d63f15c","基台及附件-直基台","球基台 NP 5mm","2321150","TC4ELI","C0702021380100112144","C07020213801001121440000017"]
[255,"S13310001","Regrown骨水平种植体","四级纯钛种植体产品系统","江苏人冠医疗科技有限公司","江苏人冠医疗科技有限公司","修复基台（单牙）","国械注准20223171152","基台及附件",null,"包含注册证下相关部件纯钛或钛合金材质","适用于单牙种植修复基台、材质为纯钛或钛合金","个",135,"4c13808f-46c9-11ed-9447-b4055d63f15c","9658f192-3b10-11ed-9447-b4055d63f15c","国械注准20223171152","基台及附件","江苏人冠医疗科技有限公司","江苏人冠医疗科技有限公司","2b5ccf4a-46c9-11ed-9447-b4055d63f15c","基台及附件-直基台","按扣基台 NP 1mm","2310110A","TC4ELI","C0702021380100112144","C07020213801001121440000018"]
[255,"S13310001","Regrown骨水平种植体","四级纯钛种植体产品系统","江苏人冠医疗科技有限公司","江苏人冠医疗科技有限公司","修复基台（单牙）","国械注准20223171152","基台及附件",null,"包含注册证下相关部件纯钛或钛合金材质","适用于单牙种植修复基台、材质为纯钛或钛合金","个",135,"4c138554-46c9-11ed-9447-b4055d63f15c","9658f192-3b10-11ed-9447-b4055d63f15c","国械注准20223171152","基台及附件","江苏人冠医疗科技有限公司","江苏人冠医疗科技有限公司","2b5ccf4a-46c9-11ed-9447-b4055d63f15c","基台及附件-直基台","球基台 RP 3mm","2320230A","TC4ELI","C0702021380100112144","C07020213801001121440000019"]
[255,"S13310001","Regrown骨水平种植体","四级纯钛种植体产品系统","江苏人冠医疗科技有限公司","江苏人冠医疗科技有限公司","修复基台（单牙）","国械注准20223171152","基台及附件",null,"包含注册证下相关部件纯钛或钛合金材质","适用于单牙种植修复基台、材质为纯钛或钛合金","个",135,"4c138a35-46c9-11ed-9447-b4055d63f15c","9658f192-3b10-11ed-9447-b4055d63f15c","国械注准20223171152","基台及附件","江苏人冠医疗科技有限公司","江苏人冠医疗科技有限公司","2b5ccf4a-46c9-11ed-9447-b4055d63f15c","基台及附件-直基台","按扣基台 NP 4mm","2311140","TC4ELI","C0702021380100112144","C07020213801001121440000020"]
[255,"S13310001","Regrown骨水平种植体","四级纯钛种植体产品系统","江苏人冠医疗科技有限公司","江苏人冠医疗科技有限公司","修复基台（单牙）","国械注准20223171152","基台及附件",null,"包含注册证下相关部件纯钛或钛合金材质","适用于单牙种植修复基台、材质为纯钛或钛合金","个",135,"4c138f4c-46c9-11ed-9447-b4055d63f15c","9658f192-3b10-11ed-9447-b4055d63f15c","国械注准20223171152","基台及附件","江苏人冠医疗科技有限公司","江苏人冠医疗科技有限公司","2b5ccf4a-46c9-11ed-9447-b4055d63f15c","基台及附件-直基台","按扣基台 NP 3mm","2311130","TC4ELI","C0702021380100112144","C07020213801001121440000021"]
[255,"S13310001","Regrown骨水平种植体","四级纯钛种植体产品系统","江苏人冠医疗科技有限公司","江苏人冠医疗科技有限公司","修复基台（单牙）","国械注准20223171152","基台及附件",null,"包含注册证下相关部件纯钛或钛合金材质","适用于单牙种植修复基台、材质为纯钛或钛合金","个",135,"4c13ada6-46c9-11ed-9447-b4055d63f15c","9658f192-3b10-11ed-9447-b4055d63f15c","国械注准20223171152","基台及附件","江苏人冠医疗科技有限公司","江苏人冠医疗科技有限公司","2b5ccf4a-46c9-11ed-9447-b4055d63f15c","基台及附件-直基台","球基台 NP 1mm","2321110","TC4ELI","C0702021380100112144","C07020213801001121440000022"]
[255,"S13310001","Regrown骨水平种植体","四级纯钛种植体产品系统","江苏人冠医疗科技有限公司","江苏人冠医疗科技有限公司","修复基台（单牙）","国械注准20223171152","基台及附件",null,"包含注册证下相关部件纯钛或钛合金材质","适用于单牙种植修复基台、材质为纯钛或钛合金","个",135,"4c13bb25-46c9-11ed-9447-b4055d63f15c","9658f192-3b10-11ed-9447-b4055d63f15c","国械注准20223171152","基台及附件","江苏人冠医疗科技有限公司","江苏人冠医疗科技有限公司","2b5ccf4a-46c9-11ed-9447-b4055d63f15c","基台及附件-直基台","按扣基台 RP 3mm","2310230A","TC4ELI","C0702021380100112144","C07020213801001121440000023"]
[255,"S13310001","Regrown骨水平种植体","四级纯钛种植体产品系统","江苏人冠医疗科技有限公司","江苏人冠医疗科技有限公司","修复基台（单牙）","国械注准20223171152","基台及附件",null,"包含注册证下相关部件纯钛或钛合金材质","适用于单牙种植修复基台、材质为纯钛或钛合金","个",135,"4c13c0fd-46c9-11ed-9447-b4055d63f15c","9658f192-3b10-11ed-9447-b4055d63f15c","国械注准20223171152","基台及附件","江苏人冠医疗科技有限公司","江苏人冠医疗科技有限公司","2b5ccf4a-46c9-11ed-9447-b4055d63f15c","基台及附件-直基台","球基台 RP 4mm","2320240A","TC4ELI","C0702021380100112144","C07020213801001121440000024"]
[255,"S13310001","Regrown骨水平种植体","四级纯钛种植体产品系统","江苏人冠医疗科技有限公司","江苏人冠医疗科技有限公司","修复基台（单牙）","国械注准20223171152","基台及附件",null,"包含注册证下相关部件纯钛或钛合金材质","适用于单牙种植修复基台、材质为纯钛或钛合金","个",135,"4c13c742-46c9-11ed-9447-b4055d63f15c","9658f192-3b10-11ed-9447-b4055d63f15c","国械注准20223171152","基台及附件","江苏人冠医疗科技有限公司","江苏人冠医疗科技有限公司","2b5ccf4a-46c9-11ed-9447-b4055d63f15c","基台及附件-直基台","按扣基台 NP 3mm","2310130A","TC4ELI","C0702021380100112144","C07020213801001121440000025"]
[255,"S13310001","Regrown骨水平种植体","四级纯钛种植体产品系统","江苏人冠医疗科技有限公司","江苏人冠医疗科技有限公司","修复基台（单牙）","国械注准20223171152","基台及附件",null,"包含注册证下相关部件纯钛或钛合金材质","适用于单牙种植修复基台、材质为纯钛或钛合金","个",135,"4c13cd99-46c9-11ed-9447-b4055d63f15c","9658f192-3b10-11ed-9447-b4055d63f15c","国械注准20223171152","基台及附件","江苏人冠医疗科技有限公司","江苏人冠医疗科技有限公司","2b5ccf4a-46c9-11ed-9447-b4055d63f15c","基台及附件-直基台","球基台 NP 1mm","2320110A","TC4ELI","C0702021380100112144","C07020213801001121440000026"]
[255,"S13310001","Regrown骨水平种植体","四级纯钛种植体产品系统","江苏人冠医疗科技有限公司","江苏人冠医疗科技有限公司","修复基台（单牙）","国械注准20223171152","基台及附件",null,"包含注册证下相关部件纯钛或钛合金材质","适用于单牙种植修复基台、材质为纯钛或钛合金","个",135,"4c13d41f-46c9-11ed-9447-b4055d63f15c","9658f192-3b10-11ed-9447-b4055d63f15c","国械注准20223171152","基台及附件","江苏人冠医疗科技有限公司","江苏人冠医疗科技有限公司","2b5ccf4a-46c9-11ed-9447-b4055d63f15c","基台及附件-直基台","球基台 NP 5mm","2320150A","TC4ELI","C0702021380100112144","C07020213801001121440000027"]
[255,"S13310001","Regrown骨水平种植体","四级纯钛种植体产品系统","江苏人冠医疗科技有限公司","江苏人冠医疗科技有限公司","修复基台（单牙）","国械注准20223171152","基台及附件",null,"包含注册证下相关部件纯钛或钛合金材质","适用于单牙种植修复基台、材质为纯钛或钛合金","个",135,"4c13dace-46c9-11ed-9447-b4055d63f15c","9658f192-3b10-11ed-9447-b4055d63f15c","国械注准20223171152","基台及附件","江苏人冠医疗科技有限公司","江苏人冠医疗科技有限公司","2b5ccf4a-46c9-11ed-9447-b4055d63f15c","基台及附件-直基台","按扣基台 RP 5mm","2310250A","TC4ELI","C0702021380100112144","C07020213801001121440000028"]
[255,"S13310001","Regrown骨水平种植体","四级纯钛种植体产品系统","江苏人冠医疗科技有限公司","江苏人冠医疗科技有限公司","修复基台（单牙）","国械注准20223171152","基台及附件",null,"包含注册证下相关部件纯钛或钛合金材质","适用于单牙种植修复基台、材质为纯钛或钛合金","个",135,"4c13e160-46c9-11ed-9447-b4055d63f15c","9658f192-3b10-11ed-9447-b4055d63f15c","国械注准20223171152","基台及附件","江苏人冠医疗科技有限公司","江苏人冠医疗科技有限公司","2b5ccf4a-46c9-11ed-9447-b4055d63f15c","基台及附件-直基台","球基台 NP 2mm","2321120","TC4ELI","C0702021380100112144","C07020213801001121440000029"]
[255,"S13310001","Regrown骨水平种植体","四级纯钛种植体产品系统","江苏人冠医疗科技有限公司","江苏人冠医疗科技有限公司","修复基台（单牙）","国械注准20223171152","基台及附件",null,"包含注册证下相关部件纯钛或钛合金材质","适用于单牙种植修复基台、材质为纯钛或钛合金","个",135,"4c13e81b-46c9-11ed-9447-b4055d63f15c","9658f192-3b10-11ed-9447-b4055d63f15c","国械注准20223171152","基台及附件","江苏人冠医疗科技有限公司","江苏人冠医疗科技有限公司","2b5ccf4a-46c9-11ed-9447-b4055d63f15c","基台及附件-直基台","球基台 RP 1mm","2320210A","TC4ELI","C0702021380100112144","C07020213801001121440000030"]
[255,"S13310001","Regrown骨水平种植体","四级纯钛种植体产品系统","江苏人冠医疗科技有限公司","江苏人冠医疗科技有限公司","修复基台（单牙）","国械注准20223171152","基台及附件",null,"包含注册证下相关部件纯钛或钛合金材质","适用于单牙种植修复基台、材质为纯钛或钛合金","个",135,"4c13fa5f-46c9-11ed-9447-b4055d63f15c","9658f192-3b10-11ed-9447-b4055d63f15c","国械注准20223171152","基台及附件","江苏人冠医疗科技有限公司","江苏人冠医疗科技有限公司","2b5ccf4a-46c9-11ed-9447-b4055d63f15c","基台及附件-直基台","球基台 NP 6mm","2320160A","TC4ELI","C0702021380100112144","C07020213801001121440000031"]
[255,"S13310001","Regrown骨水平种植体","四级纯钛种植体产品系统","江苏人冠医疗科技有限公司","江苏人冠医疗科技有限公司","修复基台（单牙）","国械注准20223171152","基台及附件",null,"包含注册证下相关部件纯钛或钛合金材质","适用于单牙种植修复基台、材质为纯钛或钛合金","个",135,"4c140170-46c9-11ed-9447-b4055d63f15c","9658f192-3b10-11ed-9447-b4055d63f15c","国械注准20223171152","基台及附件","江苏人冠医疗科技有限公司","江苏人冠医疗科技有限公司","2b5ccf4a-46c9-11ed-9447-b4055d63f15c","基台及附件-直基台","按扣基台 NP 4mm","2310140A","TC4ELI","C0702021380100112144","C07020213801001121440000032"]
[255,"S13310001","Regrown骨水平种植体","四级纯钛种植体产品系统","江苏人冠医疗科技有限公司","江苏人冠医疗科技有限公司","修复基台（单牙）","国械注准20223171152","基台及附件",null,"包含注册证下相关部件纯钛或钛合金材质","适用于单牙种植修复基台、材质为纯钛或钛合金","个",135,"4c14316f-46c9-11ed-9447-b4055d63f15c","9658f192-3b10-11ed-9447-b4055d63f15c","国械注准20223171152","基台及附件","江苏人冠医疗科技有限公司","江苏人冠医疗科技有限公司","2b5ccf4a-46c9-11ed-9447-b4055d63f15c","基台及附件-直基台","球基台 NP 3mm","2320130A","TC4ELI","C0702021380100112144","C07020213801001121440000033"]
[255,"S13310001","Regrown骨水平种植体","四级纯钛种植体产品系统","江苏人冠医疗科技有限公司","江苏人冠医疗科技有限公司","修复基台（单牙）","国械注准20223171152","基台及附件",null,"包含注册证下相关部件纯钛或钛合金材质","适用于单牙种植修复基台、材质为纯钛或钛合金","个",135,"4c144bbf-46c9-11ed-9447-b4055d63f15c","9658f192-3b10-11ed-9447-b4055d63f15c","国械注准20223171152","基台及附件","江苏人冠医疗科技有限公司","江苏人冠医疗科技有限公司","2b5ccf4a-46c9-11ed-9447-b4055d63f15c","基台及附件-直基台","球基台 NP 6mm","2321160","TC4ELI","C0702021380100112144","C07020213801001121440000034"]
[255,"S13310001","Regrown骨水平种植体","四级纯钛种植体产品系统","江苏人冠医疗科技有限公司","江苏人冠医疗科技有限公司","修复基台（单牙）","国械注准20223171152","基台及附件",null,"包含注册证下相关部件纯钛或钛合金材质","适用于单牙种植修复基台、材质为纯钛或钛合金","个",135,"4c14507e-46c9-11ed-9447-b4055d63f15c","9658f192-3b10-11ed-9447-b4055d63f15c","国械注准20223171152","基台及附件","江苏人冠医疗科技有限公司","江苏人冠医疗科技有限公司","2b5ccf4a-46c9-11ed-9447-b4055d63f15c","基台及附件-直基台","球基台 RP 2mm","2321220","TC4ELI","C0702021380100112144","C07020213801001121440000035"]
[255,"S13310001","Regrown骨水平种植体","四级纯钛种植体产品系统","江苏人冠医疗科技有限公司","江苏人冠医疗科技有限公司","修复基台（单牙）","国械注准20223171152","基台及附件",null,"包含注册证下相关部件纯钛或钛合金材质","适用于单牙种植修复基台、材质为纯钛或钛合金","个",135,"4c14848c-46c9-11ed-9447-b4055d63f15c","9658f192-3b10-11ed-9447-b4055d63f15c","国械注准20223171152","基台及附件","江苏人冠医疗科技有限公司","江苏人冠医疗科技有限公司","2b5ccf4a-46c9-11ed-9447-b4055d63f15c","基台及附件-直基台","按扣基台 NP 2mm","2310120A","TC4ELI","C0702021380100112144","C07020213801001121440000036"]
[255,"S13310001","Regrown骨水平种植体","四级纯钛种植体产品系统","江苏人冠医疗科技有限公司","江苏人冠医疗科技有限公司","修复基台（单牙）","国械注准20223171152","基台及附件",null,"包含注册证下相关部件纯钛或钛合金材质","适用于单牙种植修复基台、材质为纯钛或钛合金","个",135,"4c149a07-46c9-11ed-9447-b4055d63f15c","9658f192-3b10-11ed-9447-b4055d63f15c","国械注准20223171152","基台及附件","江苏人冠医疗科技有限公司","江苏人冠医疗科技有限公司","2b5ccf4a-46c9-11ed-9447-b4055d63f15c","基台及附件-直基台","按扣基台 RP 3mm","2312230","TC4ELI","C0702021380100112144","C07020213801001121440000037"]
[255,"S13310001","Regrown骨水平种植体","四级纯钛种植体产品系统","江苏人冠医疗科技有限公司","江苏人冠医疗科技有限公司","修复基台（单牙）","国械注准20223171152","基台及附件",null,"包含注册证下相关部件纯钛或钛合金材质","适用于单牙种植修复基台、材质为纯钛或钛合金","个",135,"4c149ed5-46c9-11ed-9447-b4055d63f15c","9658f192-3b10-11ed-9447-b4055d63f15c","国械注准20223171152","基台及附件","江苏人冠医疗科技有限公司","江苏人冠医疗科技有限公司","2b5ccf4a-46c9-11ed-9447-b4055d63f15c","基台及附件-直基台","按扣基台 RP 5mm","2312250","TC4ELI","C0702021380100112144","C07020213801001121440000038"]
[255,"S13310001","Regrown骨水平种植体","四级纯钛种植体产品系统","江苏人冠医疗科技有限公司","江苏人冠医疗科技有限公司","修复基台（单牙）","国械注准20223171152","基台及附件",null,"包含注册证下相关部件纯钛或钛合金材质","适用于单牙种植修复基台、材质为纯钛或钛合金","个",135,"4c14a34e-46c9-11ed-9447-b4055d63f15c","9658f192-3b10-11ed-9447-b4055d63f15c","国械注准20223171152","基台及附件","江苏人冠医疗科技有限公司","江苏人冠医疗科技有限公司","2b5ccf4a-46c9-11ed-9447-b4055d63f15c","基台及附件-直基台","球基台 RP 5mm","2320250A","TC4ELI","C0702021380100112144","C07020213801001121440000039"]
[255,"S13310001","Regrown骨水平种植体","四级纯钛种植体产品系统","江苏人冠医疗科技有限公司","江苏人冠医疗科技有限公司","修复基台（单牙）","国械注准20223171152","基台及附件",null,"包含注册证下相关部件纯钛或钛合金材质","适用于单牙种植修复基台、材质为纯钛或钛合金","个",135,"4c14a906-46c9-11ed-9447-b4055d63f15c","9658f192-3b10-11ed-9447-b4055d63f15c","国械注准20223171152","基台及附件","江苏人冠医疗科技有限公司","江苏人冠医疗科技有限公司","2b5ccf4a-46c9-11ed-9447-b4055d63f15c","基台及附件-直基台","按扣基台 NP 1mm","2311110","TC4ELI","C0702021380100112144","C07020213801001121440000040"]
[255,"S13310001","Regrown骨水平种植体","四级纯钛种植体产品系统","江苏人冠医疗科技有限公司","江苏人冠医疗科技有限公司","修复基台（单牙）","国械注准20223171152","基台及附件",null,"包含注册证下相关部件纯钛或钛合金材质","适用于单牙种植修复基台、材质为纯钛或钛合金","个",135,"4c14ad90-46c9-11ed-9447-b4055d63f15c","9658f192-3b10-11ed-9447-b4055d63f15c","国械注准20223171152","基台及附件","江苏人冠医疗科技有限公司","江苏人冠医疗科技有限公司","2b5ccf4a-46c9-11ed-9447-b4055d63f15c","基台及附件-直基台","按扣基台 RP 1mm","2310210A","TC4ELI","C0702021380100112144","C07020213801001121440000041"]
[255,"S13310001","Regrown骨水平种植体","四级纯钛种植体产品系统","江苏人冠医疗科技有限公司","江苏人冠医疗科技有限公司","修复基台（单牙）","国械注准20223171152","基台及附件",null,"包含注册证下相关部件纯钛或钛合金材质","适用于单牙种植修复基台、材质为纯钛或钛合金","个",135,"4c14bbd9-46c9-11ed-9447-b4055d63f15c","9658f192-3b10-11ed-9447-b4055d63f15c","国械注准20223171152","基台及附件","江苏人冠医疗科技有限公司","江苏人冠医疗科技有限公司","2b5ccf4a-46c9-11ed-9447-b4055d63f15c","基台及附件-直基台","球基台 RP 1mm","2321210","TC4ELI","C0702021380100112144","C07020213801001121440000042"]
[255,"S13310001","Regrown骨水平种植体","四级纯钛种植体产品系统","江苏人冠医疗科技有限公司","江苏人冠医疗科技有限公司","修复基台（单牙）","国械注准20223171152","基台及附件",null,"包含注册证下相关部件纯钛或钛合金材质","适用于单牙种植修复基台、材质为纯钛或钛合金","个",135,"4c14d1f4-46c9-11ed-9447-b4055d63f15c","9658f192-3b10-11ed-9447-b4055d63f15c","国械注准20223171152","基台及附件","江苏人冠医疗科技有限公司","江苏人冠医疗科技有限公司","2b5ccf4a-46c9-11ed-9447-b4055d63f15c","基台及附件-直基台","球基台 NP 4mm","2321140","TC4ELI","C0702021380100112144","C07020213801001121440000043"]
[255,"S13310001","Regrown骨水平种植体","四级纯钛种植体产品系统","江苏人冠医疗科技有限公司","江苏人冠医疗科技有限公司","修复基台（单牙）","国械注准20223171152","基台及附件",null,"包含注册证下相关部件纯钛或钛合金材质","适用于单牙种植修复基台、材质为纯钛或钛合金","个",135,"4c14d6d1-46c9-11ed-9447-b4055d63f15c","9658f192-3b10-11ed-9447-b4055d63f15c","国械注准20223171152","基台及附件","江苏人冠医疗科技有限公司","江苏人冠医疗科技有限公司","2b5ccf4a-46c9-11ed-9447-b4055d63f15c","基台及附件-直基台","球基台 NP 3mm","2321130","TC4ELI","C0702021380100112144","C07020213801001121440000044"]
[255,"S13310001","Regrown骨水平种植体","四级纯钛种植体产品系统","江苏人冠医疗科技有限公司","江苏人冠医疗科技有限公司","修复基台（单牙）","国械注准20223171152","基台及附件",null,"包含注册证下相关部件纯钛或钛合金材质","适用于单牙种植修复基台、材质为纯钛或钛合金","个",135,"4c14dbd9-46c9-11ed-9447-b4055d63f15c","9658f192-3b10-11ed-9447-b4055d63f15c","国械注准20223171152","基台及附件","江苏人冠医疗科技有限公司","江苏人冠医疗科技有限公司","2b5ccf4a-46c9-11ed-9447-b4055d63f15c","基台及附件-直基台","按扣基台 RP 1mm","2312210","TC4ELI","C0702021380100112144","C07020213801001121440000045"]
[255,"S13310001","Regrown骨水平种植体","四级纯钛种植体产品系统","江苏人冠医疗科技有限公司","江苏人冠医疗科技有限公司","修复基台（单牙）","国械注准20223171152","基台及附件",null,"包含注册证下相关部件纯钛或钛合金材质","适用于单牙种植修复基台、材质为纯钛或钛合金","个",135,"4c14eb0e-46c9-11ed-9447-b4055d63f15c","9658f192-3b10-11ed-9447-b4055d63f15c","国械注准20223171152","基台及附件","江苏人冠医疗科技有限公司","江苏人冠医疗科技有限公司","2b5ccf4a-46c9-11ed-9447-b4055d63f15c","基台及附件-直基台","按扣基台 RP 4mm","2312240","TC4ELI","C0702021380100112144","C07020213801001121440000046"]
[255,"S13310001","Regrown骨水平种植体","四级纯钛种植体产品系统","江苏人冠医疗科技有限公司","江苏人冠医疗科技有限公司","修复基台（单牙）","国械注准20223171152","基台及附件",null,"包含注册证下相关部件纯钛或钛合金材质","适用于单牙种植修复基台、材质为纯钛或钛合金","个",135,"4c14f013-46c9-11ed-9447-b4055d63f15c","9658f192-3b10-11ed-9447-b4055d63f15c","国械注准20223171152","基台及附件","江苏人冠医疗科技有限公司","江苏人冠医疗科技有限公司","2b5ccf4a-46c9-11ed-9447-b4055d63f15c","基台及附件-直基台","球基台 RP 5mm","2321250","TC4ELI","C0702021380100112144","C07020213801001121440000047"]
[255,"S13310001","Regrown骨水平种植体","四级纯钛种植体产品系统","江苏人冠医疗科技有限公司","江苏人冠医疗科技有限公司","修复基台（单牙）","国械注准20223171152","基台及附件",null,"包含注册证下相关部件纯钛或钛合金材质","适用于单牙种植修复基台、材质为纯钛或钛合金","个",135,"4c150456-46c9-11ed-9447-b4055d63f15c","9658f192-3b10-11ed-9447-b4055d63f15c","国械注准20223171152","基台及附件","江苏人冠医疗科技有限公司","江苏人冠医疗科技有限公司","2b5ccf4a-46c9-11ed-9447-b4055d63f15c","基台及附件-直基台","按扣基台 RP 6mm","2310260A","TC4ELI","C0702021380100112144","C07020213801001121440000048"]
[256,"S13310001","Regrown骨水平种植体","四级纯钛种植体产品系统","江苏人冠医疗科技有限公司","江苏人冠医疗科技有限公司","愈合基台","国械注准20223171152","基台及附件",null,"包含注册证下相关部件所有材质","不区分材质","个",129,"4a483cf5-3e2b-11ed-9447-b4055d63f15c","9658f192-3b10-11ed-9447-b4055d63f15c","国械注准20223171152","基台及附件","江苏人冠医疗科技有限公司","江苏人冠医疗科技有限公司","36200c60-3e2b-11ed-9447-b4055d63f15c","基台及附件-愈合基台","愈合基台 锥形 NP φ4.5×4mm","2040220A","TC4ELI","C0702031380100012144","C07020313801000121440000001"]
[256,"S13310001","Regrown骨水平种植体","四级纯钛种植体产品系统","江苏人冠医疗科技有限公司","江苏人冠医疗科技有限公司","愈合基台","国械注准20223171152","基台及附件",null,"包含注册证下相关部件所有材质","不区分材质","个",129,"4a489143-3e2b-11ed-9447-b4055d63f15c","9658f192-3b10-11ed-9447-b4055d63f15c","国械注准20223171152","基台及附件","江苏人冠医疗科技有限公司","江苏人冠医疗科技有限公司","36200c60-3e2b-11ed-9447-b4055d63f15c","基台及附件-愈合基台","愈合基台 锥形 NP φ4.5×9mm","2041250","TC4ELI","C0702031380100012144","C07020313801000121440000002"]
[256,"S13310001","Regrown骨水平种植体","四级纯钛种植体产品系统","江苏人冠医疗科技有限公司","江苏人冠医疗科技有限公司","愈合基台","国械注准20223171152","基台及附件",null,"包含注册证下相关部件所有材质","不区分材质","个",129,"4a489e58-3e2b-11ed-9447-b4055d63f15c","9658f192-3b10-11ed-9447-b4055d63f15c","国械注准20223171152","基台及附件","江苏人冠医疗科技有限公司","江苏人冠医疗科技有限公司","36200c60-3e2b-11ed-9447-b4055d63f15c","基台及附件-愈合基台","愈合基台 弧形 NP φ5×3mm","2031110","TC4ELI","C0702031380100012144","C07020313801000121440000003"]
[256,"S13310001","Regrown骨水平种植体","四级纯钛种植体产品系统","江苏人冠医疗科技有限公司","江苏人冠医疗科技有限公司","愈合基台","国械注准20223171152","基台及附件",null,"包含注册证下相关部件所有材质","不区分材质","个",129,"4a48a896-3e2b-11ed-9447-b4055d63f15c","9658f192-3b10-11ed-9447-b4055d63f15c","国械注准20223171152","基台及附件","江苏人冠医疗科技有限公司","江苏人冠医疗科技有限公司","36200c60-3e2b-11ed-9447-b4055d63f15c","基台及附件-愈合基台","愈合基台 锥形 RP φ7×9mm","2041750","TC4ELI","C0702031380100012144","C07020313801000121440000004"]
[256,"S13310001","Regrown骨水平种植体","四级纯钛种植体产品系统","江苏人冠医疗科技有限公司","江苏人冠医疗科技有限公司","愈合基台","国械注准20223171152","基台及附件",null,"包含注册证下相关部件所有材质","不区分材质","个",129,"4a48b241-3e2b-11ed-9447-b4055d63f15c","9658f192-3b10-11ed-9447-b4055d63f15c","国械注准20223171152","基台及附件","江苏人冠医疗科技有限公司","江苏人冠医疗科技有限公司","36200c60-3e2b-11ed-9447-b4055d63f15c","基台及附件-愈合基台","愈合基台 锥形 NP φ4×4mm","2041120","TC4ELI","C0702031380100012144","C07020313801000121440000005"]
[256,"S13310001","Regrown骨水平种植体","四级纯钛种植体产品系统","江苏人冠医疗科技有限公司","江苏人冠医疗科技有限公司","愈合基台","国械注准20223171152","基台及附件",null,"包含注册证下相关部件所有材质","不区分材质","个",129,"4a48b70b-3e2b-11ed-9447-b4055d63f15c","9658f192-3b10-11ed-9447-b4055d63f15c","国械注准20223171152","基台及附件","江苏人冠医疗科技有限公司","江苏人冠医疗科技有限公司","36200c60-3e2b-11ed-9447-b4055d63f15c","基台及附件-愈合基台","愈合基台 锥形 RP φ4.5×3mm","2040410A","TC4ELI","C0702031380100012144","C07020313801000121440000006"]
[256,"S13310001","Regrown骨水平种植体","四级纯钛种植体产品系统","江苏人冠医疗科技有限公司","江苏人冠医疗科技有限公司","愈合基台","国械注准20223171152","基台及附件",null,"包含注册证下相关部件所有材质","不区分材质","个",129,"4a48c142-3e2b-11ed-9447-b4055d63f15c","9658f192-3b10-11ed-9447-b4055d63f15c","国械注准20223171152","基台及附件","江苏人冠医疗科技有限公司","江苏人冠医疗科技有限公司","36200c60-3e2b-11ed-9447-b4055d63f15c","基台及附件-愈合基台","愈合基台 锥形 NP φ4.5×7mm","2041240","TC4ELI","C0702031380100012144","C07020313801000121440000007"]
[256,"S13310001","Regrown骨水平种植体","四级纯钛种植体产品系统","江苏人冠医疗科技有限公司","江苏人冠医疗科技有限公司","愈合基台","国械注准20223171152","基台及附件",null,"包含注册证下相关部件所有材质","不区分材质","个",129,"4a48c51a-3e2b-11ed-9447-b4055d63f15c","9658f192-3b10-11ed-9447-b4055d63f15c","国械注准20223171152","基台及附件","江苏人冠医疗科技有限公司","江苏人冠医疗科技有限公司","36200c60-3e2b-11ed-9447-b4055d63f15c","基台及附件-愈合基台","愈合基台 柱形 RP φ3.6×5mm","2020220A","TC4ELI","C0702031380100012144","C07020313801000121440000008"]
[256,"S13310001","Regrown骨水平种植体","四级纯钛种植体产品系统","江苏人冠医疗科技有限公司","江苏人冠医疗科技有限公司","愈合基台","国械注准20223171152","基台及附件",null,"包含注册证下相关部件所有材质","不区分材质","个",129,"4a48cf5b-3e2b-11ed-9447-b4055d63f15c","9658f192-3b10-11ed-9447-b4055d63f15c","国械注准20223171152","基台及附件","江苏人冠医疗科技有限公司","江苏人冠医疗科技有限公司","36200c60-3e2b-11ed-9447-b4055d63f15c","基台及附件-愈合基台","愈合基台 桥形 RP φ5×3mm","2050210A","TC4ELI","C0702031380100012144","C07020313801000121440000009"]
[256,"S13310001","Regrown骨水平种植体","四级纯钛种植体产品系统","江苏人冠医疗科技有限公司","江苏人冠医疗科技有限公司","愈合基台","国械注准20223171152","基台及附件",null,"包含注册证下相关部件所有材质","不区分材质","个",129,"4a4911fa-3e2b-11ed-9447-b4055d63f15c","9658f192-3b10-11ed-9447-b4055d63f15c","国械注准20223171152","基台及附件","江苏人冠医疗科技有限公司","江苏人冠医疗科技有限公司","36200c60-3e2b-11ed-9447-b4055d63f15c","基台及附件-愈合基台","愈合基台 弧形 RP φ5×5mm","2031220","TC4ELI","C0702031380100012144","C07020313801000121440000010"]
[256,"S13310001","Regrown骨水平种植体","四级纯钛种植体产品系统","江苏人冠医疗科技有限公司","江苏人冠医疗科技有限公司","愈合基台","国械注准20223171152","基台及附件",null,"包含注册证下相关部件所有材质","不区分材质","个",129,"4a493008-3e2b-11ed-9447-b4055d63f15c","9658f192-3b10-11ed-9447-b4055d63f15c","国械注准20223171152","基台及附件","江苏人冠医疗科技有限公司","江苏人冠医疗科技有限公司","36200c60-3e2b-11ed-9447-b4055d63f15c","基台及附件-愈合基台","愈合基台 柱形 NP φ3.6×7mm","2021130","TC4ELI","C0702031380100012144","C07020313801000121440000011"]
[256,"S13310001","Regrown骨水平种植体","四级纯钛种植体产品系统","江苏人冠医疗科技有限公司","江苏人冠医疗科技有限公司","愈合基台","国械注准20223171152","基台及附件",null,"包含注册证下相关部件所有材质","不区分材质","个",129,"4a493c5d-3e2b-11ed-9447-b4055d63f15c","9658f192-3b10-11ed-9447-b4055d63f15c","国械注准20223171152","基台及附件","江苏人冠医疗科技有限公司","江苏人冠医疗科技有限公司","36200c60-3e2b-11ed-9447-b4055d63f15c","基台及附件-愈合基台","愈合基台 锥形 RP φ7×9mm","2040750A","TC4ELI","C0702031380100012144","C07020313801000121440000012"]
[256,"S13310001","Regrown骨水平种植体","四级纯钛种植体产品系统","江苏人冠医疗科技有限公司","江苏人冠医疗科技有限公司","愈合基台","国械注准20223171152","基台及附件",null,"包含注册证下相关部件所有材质","不区分材质","个",129,"4a4947e7-3e2b-11ed-9447-b4055d63f15c","9658f192-3b10-11ed-9447-b4055d63f15c","国械注准20223171152","基台及附件","江苏人冠医疗科技有限公司","江苏人冠医疗科技有限公司","36200c60-3e2b-11ed-9447-b4055d63f15c","基台及附件-愈合基台","愈合基台 锥形 RP φ4.5×9mm","2040450A","TC4ELI","C0702031380100012144","C07020313801000121440000013"]
[256,"S13310001","Regrown骨水平种植体","四级纯钛种植体产品系统","江苏人冠医疗科技有限公司","江苏人冠医疗科技有限公司","愈合基台","国械注准20223171152","基台及附件",null,"包含注册证下相关部件所有材质","不区分材质","个",129,"4a4951df-3e2b-11ed-9447-b4055d63f15c","9658f192-3b10-11ed-9447-b4055d63f15c","国械注准20223171152","基台及附件","江苏人冠医疗科技有限公司","江苏人冠医疗科技有限公司","36200c60-3e2b-11ed-9447-b4055d63f15c","基台及附件-愈合基台","愈合基台 桥形 NP φ4×3mm","2050110A","TC4ELI","C0702031380100012144","C07020313801000121440000014"]
[256,"S13310001","Regrown骨水平种植体","四级纯钛种植体产品系统","江苏人冠医疗科技有限公司","江苏人冠医疗科技有限公司","愈合基台","国械注准20223171152","基台及附件",null,"包含注册证下相关部件所有材质","不区分材质","个",129,"4a495620-3e2b-11ed-9447-b4055d63f15c","9658f192-3b10-11ed-9447-b4055d63f15c","国械注准20223171152","基台及附件","江苏人冠医疗科技有限公司","江苏人冠医疗科技有限公司","36200c60-3e2b-11ed-9447-b4055d63f15c","基台及附件-愈合基台","愈合基台 锥形 RP φ7×5mm","2040730A","TC4ELI","C0702031380100012144","C07020313801000121440000015"]
[256,"S13310001","Regrown骨水平种植体","四级纯钛种植体产品系统","江苏人冠医疗科技有限公司","江苏人冠医疗科技有限公司","愈合基台","国械注准20223171152","基台及附件",null,"包含注册证下相关部件所有材质","不区分材质","个",129,"4a49651a-3e2b-11ed-9447-b4055d63f15c","9658f192-3b10-11ed-9447-b4055d63f15c","国械注准20223171152","基台及附件","江苏人冠医疗科技有限公司","江苏人冠医疗科技有限公司","36200c60-3e2b-11ed-9447-b4055d63f15c","基台及附件-愈合基台","愈合基台 锥形 RP φ5×5mm","2040530A","TC4ELI","C0702031380100012144","C07020313801000121440000016"]
[256,"S13310001","Regrown骨水平种植体","四级纯钛种植体产品系统","江苏人冠医疗科技有限公司","江苏人冠医疗科技有限公司","愈合基台","国械注准20223171152","基台及附件",null,"包含注册证下相关部件所有材质","不区分材质","个",129,"4a4969eb-3e2b-11ed-9447-b4055d63f15c","9658f192-3b10-11ed-9447-b4055d63f15c","国械注准20223171152","基台及附件","江苏人冠医疗科技有限公司","江苏人冠医疗科技有限公司","36200c60-3e2b-11ed-9447-b4055d63f15c","基台及附件-愈合基台","愈合基台 弧形 RP φ5×7mm","2030230A","TC4ELI","C0702031380100012144","C07020313801000121440000017"]
[256,"S13310001","Regrown骨水平种植体","四级纯钛种植体产品系统","江苏人冠医疗科技有限公司","江苏人冠医疗科技有限公司","愈合基台","国械注准20223171152","基台及附件",null,"包含注册证下相关部件所有材质","不区分材质","个",129,"4a49754e-3e2b-11ed-9447-b4055d63f15c","9658f192-3b10-11ed-9447-b4055d63f15c","国械注准20223171152","基台及附件","江苏人冠医疗科技有限公司","江苏人冠医疗科技有限公司","36200c60-3e2b-11ed-9447-b4055d63f15c","基台及附件-愈合基台","愈合基台 弧形 RP φ6×5mm","2030320A","TC4ELI","C0702031380100012144","C07020313801000121440000018"]
[256,"S13310001","Regrown骨水平种植体","四级纯钛种植体产品系统","江苏人冠医疗科技有限公司","江苏人冠医疗科技有限公司","愈合基台","国械注准20223171152","基台及附件",null,"包含注册证下相关部件所有材质","不区分材质","个",129,"4a4979d2-3e2b-11ed-9447-b4055d63f15c","9658f192-3b10-11ed-9447-b4055d63f15c","国械注准20223171152","基台及附件","江苏人冠医疗科技有限公司","江苏人冠医疗科技有限公司","36200c60-3e2b-11ed-9447-b4055d63f15c","基台及附件-愈合基台","愈合基台 锥形 RP φ5×9mm","2041550","TC4ELI","C0702031380100012144","C07020313801000121440000019"]
[256,"S13310001","Regrown骨水平种植体","四级纯钛种植体产品系统","江苏人冠医疗科技有限公司","江苏人冠医疗科技有限公司","愈合基台","国械注准20223171152","基台及附件",null,"包含注册证下相关部件所有材质","不区分材质","个",129,"4a497e73-3e2b-11ed-9447-b4055d63f15c","9658f192-3b10-11ed-9447-b4055d63f15c","国械注准20223171152","基台及附件","江苏人冠医疗科技有限公司","江苏人冠医疗科技有限公司","36200c60-3e2b-11ed-9447-b4055d63f15c","基台及附件-愈合基台","愈合基台 锥形 RP φ5×3mm","2040510A","TC4ELI","C0702031380100012144","C07020313801000121440000020"]
[256,"S13310001","Regrown骨水平种植体","四级纯钛种植体产品系统","江苏人冠医疗科技有限公司","江苏人冠医疗科技有限公司","愈合基台","国械注准20223171152","基台及附件",null,"包含注册证下相关部件所有材质","不区分材质","个",129,"4a498336-3e2b-11ed-9447-b4055d63f15c","9658f192-3b10-11ed-9447-b4055d63f15c","国械注准20223171152","基台及附件","江苏人冠医疗科技有限公司","江苏人冠医疗科技有限公司","36200c60-3e2b-11ed-9447-b4055d63f15c","基台及附件-愈合基台","愈合基台 桥形 RP φ5×7mm","2051230","TC4ELI","C0702031380100012144","C07020313801000121440000021"]
[256,"S13310001","Regrown骨水平种植体","四级纯钛种植体产品系统","江苏人冠医疗科技有限公司","江苏人冠医疗科技有限公司","愈合基台","国械注准20223171152","基台及附件",null,"包含注册证下相关部件所有材质","不区分材质","个",129,"4a498a77-3e2b-11ed-9447-b4055d63f15c","9658f192-3b10-11ed-9447-b4055d63f15c","国械注准20223171152","基台及附件","江苏人冠医疗科技有限公司","江苏人冠医疗科技有限公司","36200c60-3e2b-11ed-9447-b4055d63f15c","基台及附件-愈合基台","愈合基台 桥形 RP φ5×3mm","2051210","TC4ELI","C0702031380100012144","C07020313801000121440000022"]
[256,"S13310001","Regrown骨水平种植体","四级纯钛种植体产品系统","江苏人冠医疗科技有限公司","江苏人冠医疗科技有限公司","愈合基台","国械注准20223171152","基台及附件",null,"包含注册证下相关部件所有材质","不区分材质","个",129,"4a49abb1-3e2b-11ed-9447-b4055d63f15c","9658f192-3b10-11ed-9447-b4055d63f15c","国械注准20223171152","基台及附件","江苏人冠医疗科技有限公司","江苏人冠医疗科技有限公司","36200c60-3e2b-11ed-9447-b4055d63f15c","基台及附件-愈合基台","愈合基台 锥形 RP φ8×5mm","2040810A","TC4ELI","C0702031380100012144","C07020313801000121440000023"]
[256,"S13310001","Regrown骨水平种植体","四级纯钛种植体产品系统","江苏人冠医疗科技有限公司","江苏人冠医疗科技有限公司","愈合基台","国械注准20223171152","基台及附件",null,"包含注册证下相关部件所有材质","不区分材质","个",129,"4a49b80d-3e2b-11ed-9447-b4055d63f15c","9658f192-3b10-11ed-9447-b4055d63f15c","国械注准20223171152","基台及附件","江苏人冠医疗科技有限公司","江苏人冠医疗科技有限公司","36200c60-3e2b-11ed-9447-b4055d63f15c","基台及附件-愈合基台","愈合基台 锥形 NP φ4×5mm","2041130","TC4ELI","C0702031380100012144","C07020313801000121440000024"]
[256,"S13310001","Regrown骨水平种植体","四级纯钛种植体产品系统","江苏人冠医疗科技有限公司","江苏人冠医疗科技有限公司","愈合基台","国械注准20223171152","基台及附件",null,"包含注册证下相关部件所有材质","不区分材质","个",129,"4a49c334-3e2b-11ed-9447-b4055d63f15c","9658f192-3b10-11ed-9447-b4055d63f15c","国械注准20223171152","基台及附件","江苏人冠医疗科技有限公司","江苏人冠医疗科技有限公司","36200c60-3e2b-11ed-9447-b4055d63f15c","基台及附件-愈合基台","愈合基台 柱形 NP φ3.6×5mm","2020120A","TC4ELI","C0702031380100012144","C07020313801000121440000025"]
[256,"S13310001","Regrown骨水平种植体","四级纯钛种植体产品系统","江苏人冠医疗科技有限公司","江苏人冠医疗科技有限公司","愈合基台","国械注准20223171152","基台及附件",null,"包含注册证下相关部件所有材质","不区分材质","个",129,"4a49d484-3e2b-11ed-9447-b4055d63f15c","9658f192-3b10-11ed-9447-b4055d63f15c","国械注准20223171152","基台及附件","江苏人冠医疗科技有限公司","江苏人冠医疗科技有限公司","36200c60-3e2b-11ed-9447-b4055d63f15c","基台及附件-愈合基台","愈合基台 锥形 RP φ4.5×7mm","2041440","TC4ELI","C0702031380100012144","C07020313801000121440000026"]
[256,"S13310001","Regrown骨水平种植体","四级纯钛种植体产品系统","江苏人冠医疗科技有限公司","江苏人冠医疗科技有限公司","愈合基台","国械注准20223171152","基台及附件",null,"包含注册证下相关部件所有材质","不区分材质","个",129,"4a49e0c9-3e2b-11ed-9447-b4055d63f15c","9658f192-3b10-11ed-9447-b4055d63f15c","国械注准20223171152","基台及附件","江苏人冠医疗科技有限公司","江苏人冠医疗科技有限公司","36200c60-3e2b-11ed-9447-b4055d63f15c","基台及附件-愈合基台","愈合基台 锥形 NP φ4.5×5mm","2041230","TC4ELI","C0702031380100012144","C07020313801000121440000027"]
[256,"S13310001","Regrown骨水平种植体","四级纯钛种植体产品系统","江苏人冠医疗科技有限公司","江苏人冠医疗科技有限公司","愈合基台","国械注准20223171152","基台及附件",null,"包含注册证下相关部件所有材质","不区分材质","个",129,"4a4a07eb-3e2b-11ed-9447-b4055d63f15c","9658f192-3b10-11ed-9447-b4055d63f15c","国械注准20223171152","基台及附件","江苏人冠医疗科技有限公司","江苏人冠医疗科技有限公司","36200c60-3e2b-11ed-9447-b4055d63f15c","基台及附件-愈合基台","愈合基台 弧形 RP φ6×7mm","2031330","TC4ELI","C0702031380100012144","C07020313801000121440000028"]
[256,"S13310001","Regrown骨水平种植体","四级纯钛种植体产品系统","江苏人冠医疗科技有限公司","江苏人冠医疗科技有限公司","愈合基台","国械注准20223171152","基台及附件",null,"包含注册证下相关部件所有材质","不区分材质","个",129,"4a4a1383-3e2b-11ed-9447-b4055d63f15c","9658f192-3b10-11ed-9447-b4055d63f15c","国械注准20223171152","基台及附件","江苏人冠医疗科技有限公司","江苏人冠医疗科技有限公司","36200c60-3e2b-11ed-9447-b4055d63f15c","基台及附件-愈合基台","愈合基台 锥形 RP φ8×5mm","2041810","TC4ELI","C0702031380100012144","C07020313801000121440000029"]
[256,"S13310001","Regrown骨水平种植体","四级纯钛种植体产品系统","江苏人冠医疗科技有限公司","江苏人冠医疗科技有限公司","愈合基台","国械注准20223171152","基台及附件",null,"包含注册证下相关部件所有材质","不区分材质","个",129,"4a4a1732-3e2b-11ed-9447-b4055d63f15c","9658f192-3b10-11ed-9447-b4055d63f15c","国械注准20223171152","基台及附件","江苏人冠医疗科技有限公司","江苏人冠医疗科技有限公司","36200c60-3e2b-11ed-9447-b4055d63f15c","基台及附件-愈合基台","愈合基台 柱形 RP φ3.6×5mm","2021220","TC4ELI","C0702031380100012144","C07020313801000121440000030"]
[256,"S13310001","Regrown骨水平种植体","四级纯钛种植体产品系统","江苏人冠医疗科技有限公司","江苏人冠医疗科技有限公司","愈合基台","国械注准20223171152","基台及附件",null,"包含注册证下相关部件所有材质","不区分材质","个",129,"4a4a1b1b-3e2b-11ed-9447-b4055d63f15c","9658f192-3b10-11ed-9447-b4055d63f15c","国械注准20223171152","基台及附件","江苏人冠医疗科技有限公司","江苏人冠医疗科技有限公司","36200c60-3e2b-11ed-9447-b4055d63f15c","基台及附件-愈合基台","愈合基台 锥形 RP φ7×3mm","2040710A","TC4ELI","C0702031380100012144","C07020313801000121440000031"]
[256,"S13310001","Regrown骨水平种植体","四级纯钛种植体产品系统","江苏人冠医疗科技有限公司","江苏人冠医疗科技有限公司","愈合基台","国械注准20223171152","基台及附件",null,"包含注册证下相关部件所有材质","不区分材质","个",129,"4a4a259b-3e2b-11ed-9447-b4055d63f15c","9658f192-3b10-11ed-9447-b4055d63f15c","国械注准20223171152","基台及附件","江苏人冠医疗科技有限公司","江苏人冠医疗科技有限公司","36200c60-3e2b-11ed-9447-b4055d63f15c","基台及附件-愈合基台","愈合基台 锥形 RP φ4×7mm","2041340","TC4ELI","C0702031380100012144","C07020313801000121440000032"]
[256,"S13310001","Regrown骨水平种植体","四级纯钛种植体产品系统","江苏人冠医疗科技有限公司","江苏人冠医疗科技有限公司","愈合基台","国械注准20223171152","基台及附件",null,"包含注册证下相关部件所有材质","不区分材质","个",129,"4a4a2955-3e2b-11ed-9447-b4055d63f15c","9658f192-3b10-11ed-9447-b4055d63f15c","国械注准20223171152","基台及附件","江苏人冠医疗科技有限公司","江苏人冠医疗科技有限公司","36200c60-3e2b-11ed-9447-b4055d63f15c","基台及附件-愈合基台","愈合基台 桥形 RP φ5×5mm","2051220","TC4ELI","C0702031380100012144","C07020313801000121440000033"]
[256,"S13310001","Regrown骨水平种植体","四级纯钛种植体产品系统","江苏人冠医疗科技有限公司","江苏人冠医疗科技有限公司","愈合基台","国械注准20223171152","基台及附件",null,"包含注册证下相关部件所有材质","不区分材质","个",129,"4a4a37cf-3e2b-11ed-9447-b4055d63f15c","9658f192-3b10-11ed-9447-b4055d63f15c","国械注准20223171152","基台及附件","江苏人冠医疗科技有限公司","江苏人冠医疗科技有限公司","36200c60-3e2b-11ed-9447-b4055d63f15c","基台及附件-愈合基台","愈合基台 弧形 NP φ5×5mm","2030120A","TC4ELI","C0702031380100012144","C07020313801000121440000034"]
[256,"S13310001","Regrown骨水平种植体","四级纯钛种植体产品系统","江苏人冠医疗科技有限公司","江苏人冠医疗科技有限公司","愈合基台","国械注准20223171152","基台及附件",null,"包含注册证下相关部件所有材质","不区分材质","个",129,"4a4a3bd3-3e2b-11ed-9447-b4055d63f15c","9658f192-3b10-11ed-9447-b4055d63f15c","国械注准20223171152","基台及附件","江苏人冠医疗科技有限公司","江苏人冠医疗科技有限公司","36200c60-3e2b-11ed-9447-b4055d63f15c","基台及附件-愈合基台","愈合基台 桥形 RP φ5×7mm","2050230A","TC4ELI","C0702031380100012144","C07020313801000121440000035"]
[256,"S13310001","Regrown骨水平种植体","四级纯钛种植体产品系统","江苏人冠医疗科技有限公司","江苏人冠医疗科技有限公司","愈合基台","国械注准20223171152","基台及附件",null,"包含注册证下相关部件所有材质","不区分材质","个",129,"4a4a5b37-3e2b-11ed-9447-b4055d63f15c","9658f192-3b10-11ed-9447-b4055d63f15c","国械注准20223171152","基台及附件","江苏人冠医疗科技有限公司","江苏人冠医疗科技有限公司","36200c60-3e2b-11ed-9447-b4055d63f15c","基台及附件-愈合基台","愈合基台 锥形 RP φ4×3mm","2041310","TC4ELI","C0702031380100012144","C07020313801000121440000036"]
[256,"S13310001","Regrown骨水平种植体","四级纯钛种植体产品系统","江苏人冠医疗科技有限公司","江苏人冠医疗科技有限公司","愈合基台","国械注准20223171152","基台及附件",null,"包含注册证下相关部件所有材质","不区分材质","个",129,"4a4a86ef-3e2b-11ed-9447-b4055d63f15c","9658f192-3b10-11ed-9447-b4055d63f15c","国械注准20223171152","基台及附件","江苏人冠医疗科技有限公司","江苏人冠医疗科技有限公司","36200c60-3e2b-11ed-9447-b4055d63f15c","基台及附件-愈合基台","愈合基台 锥形 RP φ7×5mm","2041730","TC4ELI","C0702031380100012144","C07020313801000121440000037"]
[256,"S13310001","Regrown骨水平种植体","四级纯钛种植体产品系统","江苏人冠医疗科技有限公司","江苏人冠医疗科技有限公司","愈合基台","国械注准20223171152","基台及附件",null,"包含注册证下相关部件所有材质","不区分材质","个",129,"4a4a9343-3e2b-11ed-9447-b4055d63f15c","9658f192-3b10-11ed-9447-b4055d63f15c","国械注准20223171152","基台及附件","江苏人冠医疗科技有限公司","江苏人冠医疗科技有限公司","36200c60-3e2b-11ed-9447-b4055d63f15c","基台及附件-愈合基台","愈合基台 锥形 RP φ6×5mm","2040630A","TC4ELI","C0702031380100012144","C07020313801000121440000038"]
[256,"S13310001","Regrown骨水平种植体","四级纯钛种植体产品系统","江苏人冠医疗科技有限公司","江苏人冠医疗科技有限公司","愈合基台","国械注准20223171152","基台及附件",null,"包含注册证下相关部件所有材质","不区分材质","个",129,"4a4a9ee2-3e2b-11ed-9447-b4055d63f15c","9658f192-3b10-11ed-9447-b4055d63f15c","国械注准20223171152","基台及附件","江苏人冠医疗科技有限公司","江苏人冠医疗科技有限公司","36200c60-3e2b-11ed-9447-b4055d63f15c","基台及附件-愈合基台","愈合基台 锥形 RP φ4.5×4mm","2041420","TC4ELI","C0702031380100012144","C07020313801000121440000039"]
[256,"S13310001","Regrown骨水平种植体","四级纯钛种植体产品系统","江苏人冠医疗科技有限公司","江苏人冠医疗科技有限公司","愈合基台","国械注准20223171152","基台及附件",null,"包含注册证下相关部件所有材质","不区分材质","个",129,"4a4aaaeb-3e2b-11ed-9447-b4055d63f15c","9658f192-3b10-11ed-9447-b4055d63f15c","国械注准20223171152","基台及附件","江苏人冠医疗科技有限公司","江苏人冠医疗科技有限公司","36200c60-3e2b-11ed-9447-b4055d63f15c","基台及附件-愈合基台","愈合基台 锥形 RP φ4×7mm","2040340A","TC4ELI","C0702031380100012144","C07020313801000121440000040"]
[256,"S13310001","Regrown骨水平种植体","四级纯钛种植体产品系统","江苏人冠医疗科技有限公司","江苏人冠医疗科技有限公司","愈合基台","国械注准20223171152","基台及附件",null,"包含注册证下相关部件所有材质","不区分材质","个",129,"4a4ab4e6-3e2b-11ed-9447-b4055d63f15c","9658f192-3b10-11ed-9447-b4055d63f15c","国械注准20223171152","基台及附件","江苏人冠医疗科技有限公司","江苏人冠医疗科技有限公司","36200c60-3e2b-11ed-9447-b4055d63f15c","基台及附件-愈合基台","愈合基台 弧形 RP φ5×5mm","2030220A","TC4ELI","C0702031380100012144","C07020313801000121440000041"]
[256,"S13310001","Regrown骨水平种植体","四级纯钛种植体产品系统","江苏人冠医疗科技有限公司","江苏人冠医疗科技有限公司","愈合基台","国械注准20223171152","基台及附件",null,"包含注册证下相关部件所有材质","不区分材质","个",129,"4a4ab8bd-3e2b-11ed-9447-b4055d63f15c","9658f192-3b10-11ed-9447-b4055d63f15c","国械注准20223171152","基台及附件","江苏人冠医疗科技有限公司","江苏人冠医疗科技有限公司","36200c60-3e2b-11ed-9447-b4055d63f15c","基台及附件-愈合基台","愈合基台 锥形 RP φ4×9mm","2041350","TC4ELI","C0702031380100012144","C07020313801000121440000042"]
[256,"S13310001","Regrown骨水平种植体","四级纯钛种植体产品系统","江苏人冠医疗科技有限公司","江苏人冠医疗科技有限公司","愈合基台","国械注准20223171152","基台及附件",null,"包含注册证下相关部件所有材质","不区分材质","个",129,"4a4ac6a7-3e2b-11ed-9447-b4055d63f15c","9658f192-3b10-11ed-9447-b4055d63f15c","国械注准20223171152","基台及附件","江苏人冠医疗科技有限公司","江苏人冠医疗科技有限公司","36200c60-3e2b-11ed-9447-b4055d63f15c","基台及附件-愈合基台","愈合基台 锥形 NP φ4×5mm","2040130A","TC4ELI","C0702031380100012144","C07020313801000121440000043"]
[256,"S13310001","Regrown骨水平种植体","四级纯钛种植体产品系统","江苏人冠医疗科技有限公司","江苏人冠医疗科技有限公司","愈合基台","国械注准20223171152","基台及附件",null,"包含注册证下相关部件所有材质","不区分材质","个",129,"4a4aca83-3e2b-11ed-9447-b4055d63f15c","9658f192-3b10-11ed-9447-b4055d63f15c","国械注准20223171152","基台及附件","江苏人冠医疗科技有限公司","江苏人冠医疗科技有限公司","36200c60-3e2b-11ed-9447-b4055d63f15c","基台及附件-愈合基台","愈合基台 柱形 RP φ3.6×7mm","2021230","TC4ELI","C0702031380100012144","C07020313801000121440000044"]
[256,"S13310001","Regrown骨水平种植体","四级纯钛种植体产品系统","江苏人冠医疗科技有限公司","江苏人冠医疗科技有限公司","愈合基台","国械注准20223171152","基台及附件",null,"包含注册证下相关部件所有材质","不区分材质","个",129,"4a4ad9de-3e2b-11ed-9447-b4055d63f15c","9658f192-3b10-11ed-9447-b4055d63f15c","国械注准20223171152","基台及附件","江苏人冠医疗科技有限公司","江苏人冠医疗科技有限公司","36200c60-3e2b-11ed-9447-b4055d63f15c","基台及附件-愈合基台","愈合基台 锥形 RP φ5×3mm","2041510","TC4ELI","C0702031380100012144","C07020313801000121440000045"]
[256,"S13310001","Regrown骨水平种植体","四级纯钛种植体产品系统","江苏人冠医疗科技有限公司","江苏人冠医疗科技有限公司","愈合基台","国械注准20223171152","基台及附件",null,"包含注册证下相关部件所有材质","不区分材质","个",129,"4a4ade35-3e2b-11ed-9447-b4055d63f15c","9658f192-3b10-11ed-9447-b4055d63f15c","国械注准20223171152","基台及附件","江苏人冠医疗科技有限公司","江苏人冠医疗科技有限公司","36200c60-3e2b-11ed-9447-b4055d63f15c","基台及附件-愈合基台","愈合基台 锥形 RP φ5×4mm","2040520A","TC4ELI","C0702031380100012144","C07020313801000121440000046"]
[256,"S13310001","Regrown骨水平种植体","四级纯钛种植体产品系统","江苏人冠医疗科技有限公司","江苏人冠医疗科技有限公司","愈合基台","国械注准20223171152","基台及附件",null,"包含注册证下相关部件所有材质","不区分材质","个",129,"4a4ae889-3e2b-11ed-9447-b4055d63f15c","9658f192-3b10-11ed-9447-b4055d63f15c","国械注准20223171152","基台及附件","江苏人冠医疗科技有限公司","江苏人冠医疗科技有限公司","36200c60-3e2b-11ed-9447-b4055d63f15c","基台及附件-愈合基台","愈合基台 锥形 RP φ6×9mm","2040650A","TC4ELI","C0702031380100012144","C07020313801000121440000047"]
[256,"S13310001","Regrown骨水平种植体","四级纯钛种植体产品系统","江苏人冠医疗科技有限公司","江苏人冠医疗科技有限公司","愈合基台","国械注准20223171152","基台及附件",null,"包含注册证下相关部件所有材质","不区分材质","个",129,"4a4afa28-3e2b-11ed-9447-b4055d63f15c","9658f192-3b10-11ed-9447-b4055d63f15c","国械注准20223171152","基台及附件","江苏人冠医疗科技有限公司","江苏人冠医疗科技有限公司","36200c60-3e2b-11ed-9447-b4055d63f15c","基台及附件-愈合基台","愈合基台 柱形 NP φ3.6×5mm","2021120","TC4ELI","C0702031380100012144","C07020313801000121440000048"]
[256,"S13310001","Regrown骨水平种植体","四级纯钛种植体产品系统","江苏人冠医疗科技有限公司","江苏人冠医疗科技有限公司","愈合基台","国械注准20223171152","基台及附件",null,"包含注册证下相关部件所有材质","不区分材质","个",129,"4a4b0480-3e2b-11ed-9447-b4055d63f15c","9658f192-3b10-11ed-9447-b4055d63f15c","国械注准20223171152","基台及附件","江苏人冠医疗科技有限公司","江苏人冠医疗科技有限公司","36200c60-3e2b-11ed-9447-b4055d63f15c","基台及附件-愈合基台","愈合基台 锥形 RP φ6×5mm","2041630","TC4ELI","C0702031380100012144","C07020313801000121440000049"]
[256,"S13310001","Regrown骨水平种植体","四级纯钛种植体产品系统","江苏人冠医疗科技有限公司","江苏人冠医疗科技有限公司","愈合基台","国械注准20223171152","基台及附件",null,"包含注册证下相关部件所有材质","不区分材质","个",129,"4a4b0e58-3e2b-11ed-9447-b4055d63f15c","9658f192-3b10-11ed-9447-b4055d63f15c","国械注准20223171152","基台及附件","江苏人冠医疗科技有限公司","江苏人冠医疗科技有限公司","36200c60-3e2b-11ed-9447-b4055d63f15c","基台及附件-愈合基台","愈合基台 锥形 RP φ6×4mm","2041620","TC4ELI","C0702031380100012144","C07020313801000121440000050"]
[256,"S13310001","Regrown骨水平种植体","四级纯钛种植体产品系统","江苏人冠医疗科技有限公司","江苏人冠医疗科技有限公司","愈合基台","国械注准20223171152","基台及附件",null,"包含注册证下相关部件所有材质","不区分材质","个",129,"4a4b10e1-3e2b-11ed-9447-b4055d63f15c","9658f192-3b10-11ed-9447-b4055d63f15c","国械注准20223171152","基台及附件","江苏人冠医疗科技有限公司","江苏人冠医疗科技有限公司","36200c60-3e2b-11ed-9447-b4055d63f15c","基台及附件-愈合基台","愈合基台 弧形 NP φ5×7mm","2030130A","TC4ELI","C0702031380100012144","C07020313801000121440000051"]
[256,"S13310001","Regrown骨水平种植体","四级纯钛种植体产品系统","江苏人冠医疗科技有限公司","江苏人冠医疗科技有限公司","愈合基台","国械注准20223171152","基台及附件",null,"包含注册证下相关部件所有材质","不区分材质","个",129,"4a4b19fe-3e2b-11ed-9447-b4055d63f15c","9658f192-3b10-11ed-9447-b4055d63f15c","国械注准20223171152","基台及附件","江苏人冠医疗科技有限公司","江苏人冠医疗科技有限公司","36200c60-3e2b-11ed-9447-b4055d63f15c","基台及附件-愈合基台","愈合基台 锥形 NP φ4.5×9mm","2040250A","TC4ELI","C0702031380100012144","C07020313801000121440000052"]
[256,"S13310001","Regrown骨水平种植体","四级纯钛种植体产品系统","江苏人冠医疗科技有限公司","江苏人冠医疗科技有限公司","愈合基台","国械注准20223171152","基台及附件",null,"包含注册证下相关部件所有材质","不区分材质","个",129,"4a4b1c75-3e2b-11ed-9447-b4055d63f15c","9658f192-3b10-11ed-9447-b4055d63f15c","国械注准20223171152","基台及附件","江苏人冠医疗科技有限公司","江苏人冠医疗科技有限公司","36200c60-3e2b-11ed-9447-b4055d63f15c","基台及附件-愈合基台","愈合基台 锥形 NP φ4.5×7mm","2040240A","TC4ELI","C0702031380100012144","C07020313801000121440000053"]
[256,"S13310001","Regrown骨水平种植体","四级纯钛种植体产品系统","江苏人冠医疗科技有限公司","江苏人冠医疗科技有限公司","愈合基台","国械注准20223171152","基台及附件",null,"包含注册证下相关部件所有材质","不区分材质","个",129,"4a4b1ed5-3e2b-11ed-9447-b4055d63f15c","9658f192-3b10-11ed-9447-b4055d63f15c","国械注准20223171152","基台及附件","江苏人冠医疗科技有限公司","江苏人冠医疗科技有限公司","36200c60-3e2b-11ed-9447-b4055d63f15c","基台及附件-愈合基台","愈合基台 桥形 NP φ4×5mm","2050120A","TC4ELI","C0702031380100012144","C07020313801000121440000054"]
[256,"S13310001","Regrown骨水平种植体","四级纯钛种植体产品系统","江苏人冠医疗科技有限公司","江苏人冠医疗科技有限公司","愈合基台","国械注准20223171152","基台及附件",null,"包含注册证下相关部件所有材质","不区分材质","个",129,"4a4b212f-3e2b-11ed-9447-b4055d63f15c","9658f192-3b10-11ed-9447-b4055d63f15c","国械注准20223171152","基台及附件","江苏人冠医疗科技有限公司","江苏人冠医疗科技有限公司","36200c60-3e2b-11ed-9447-b4055d63f15c","基台及附件-愈合基台","愈合基台 锥形 NP φ4.5×3mm","2040210A","TC4ELI","C0702031380100012144","C07020313801000121440000055"]
[256,"S13310001","Regrown骨水平种植体","四级纯钛种植体产品系统","江苏人冠医疗科技有限公司","江苏人冠医疗科技有限公司","愈合基台","国械注准20223171152","基台及附件",null,"包含注册证下相关部件所有材质","不区分材质","个",129,"4a4b2d2d-3e2b-11ed-9447-b4055d63f15c","9658f192-3b10-11ed-9447-b4055d63f15c","国械注准20223171152","基台及附件","江苏人冠医疗科技有限公司","江苏人冠医疗科技有限公司","36200c60-3e2b-11ed-9447-b4055d63f15c","基台及附件-愈合基台","愈合基台 弧形 RP φ6×3mm","2030310A","TC4ELI","C0702031380100012144","C07020313801000121440000056"]
[256,"S13310001","Regrown骨水平种植体","四级纯钛种植体产品系统","江苏人冠医疗科技有限公司","江苏人冠医疗科技有限公司","愈合基台","国械注准20223171152","基台及附件",null,"包含注册证下相关部件所有材质","不区分材质","个",129,"4a4b4272-3e2b-11ed-9447-b4055d63f15c","9658f192-3b10-11ed-9447-b4055d63f15c","国械注准20223171152","基台及附件","江苏人冠医疗科技有限公司","江苏人冠医疗科技有限公司","36200c60-3e2b-11ed-9447-b4055d63f15c","基台及附件-愈合基台","愈合基台 弧形 RP φ6×7mm","2030330A","TC4ELI","C0702031380100012144","C07020313801000121440000057"]
[256,"S13310001","Regrown骨水平种植体","四级纯钛种植体产品系统","江苏人冠医疗科技有限公司","江苏人冠医疗科技有限公司","愈合基台","国械注准20223171152","基台及附件",null,"包含注册证下相关部件所有材质","不区分材质","个",129,"4a4b4d20-3e2b-11ed-9447-b4055d63f15c","9658f192-3b10-11ed-9447-b4055d63f15c","国械注准20223171152","基台及附件","江苏人冠医疗科技有限公司","江苏人冠医疗科技有限公司","36200c60-3e2b-11ed-9447-b4055d63f15c","基台及附件-愈合基台","愈合基台 锥形 RP φ6×4mm","2040620A","TC4ELI","C0702031380100012144","C07020313801000121440000058"]
[256,"S13310001","Regrown骨水平种植体","四级纯钛种植体产品系统","江苏人冠医疗科技有限公司","江苏人冠医疗科技有限公司","愈合基台","国械注准20223171152","基台及附件",null,"包含注册证下相关部件所有材质","不区分材质","个",129,"4a4b4f99-3e2b-11ed-9447-b4055d63f15c","9658f192-3b10-11ed-9447-b4055d63f15c","国械注准20223171152","基台及附件","江苏人冠医疗科技有限公司","江苏人冠医疗科技有限公司","36200c60-3e2b-11ed-9447-b4055d63f15c","基台及附件-愈合基台","愈合基台 弧形 RP φ5×7mm","2031230","TC4ELI","C0702031380100012144","C07020313801000121440000059"]
[256,"S13310001","Regrown骨水平种植体","四级纯钛种植体产品系统","江苏人冠医疗科技有限公司","江苏人冠医疗科技有限公司","愈合基台","国械注准20223171152","基台及附件",null,"包含注册证下相关部件所有材质","不区分材质","个",129,"4a4b521c-3e2b-11ed-9447-b4055d63f15c","9658f192-3b10-11ed-9447-b4055d63f15c","国械注准20223171152","基台及附件","江苏人冠医疗科技有限公司","江苏人冠医疗科技有限公司","36200c60-3e2b-11ed-9447-b4055d63f15c","基台及附件-愈合基台","愈合基台 柱形 NP φ3.6×3mm","2021110","TC4ELI","C0702031380100012144","C07020313801000121440000060"]
[256,"S13310001","Regrown骨水平种植体","四级纯钛种植体产品系统","江苏人冠医疗科技有限公司","江苏人冠医疗科技有限公司","愈合基台","国械注准20223171152","基台及附件",null,"包含注册证下相关部件所有材质","不区分材质","个",129,"4a4b5478-3e2b-11ed-9447-b4055d63f15c","9658f192-3b10-11ed-9447-b4055d63f15c","国械注准20223171152","基台及附件","江苏人冠医疗科技有限公司","江苏人冠医疗科技有限公司","36200c60-3e2b-11ed-9447-b4055d63f15c","基台及附件-愈合基台","愈合基台 桥形 RP φ5×5mm","2050220A","TC4ELI","C0702031380100012144","C07020313801000121440000061"]
[256,"S13310001","Regrown骨水平种植体","四级纯钛种植体产品系统","江苏人冠医疗科技有限公司","江苏人冠医疗科技有限公司","愈合基台","国械注准20223171152","基台及附件",null,"包含注册证下相关部件所有材质","不区分材质","个",129,"4a4b56c4-3e2b-11ed-9447-b4055d63f15c","9658f192-3b10-11ed-9447-b4055d63f15c","国械注准20223171152","基台及附件","江苏人冠医疗科技有限公司","江苏人冠医疗科技有限公司","36200c60-3e2b-11ed-9447-b4055d63f15c","基台及附件-愈合基台","愈合基台 锥形 NP φ4×9mm","2040150A","TC4ELI","C0702031380100012144","C07020313801000121440000062"]
[256,"S13310001","Regrown骨水平种植体","四级纯钛种植体产品系统","江苏人冠医疗科技有限公司","江苏人冠医疗科技有限公司","愈合基台","国械注准20223171152","基台及附件",null,"包含注册证下相关部件所有材质","不区分材质","个",129,"4a4b6fba-3e2b-11ed-9447-b4055d63f15c","9658f192-3b10-11ed-9447-b4055d63f15c","国械注准20223171152","基台及附件","江苏人冠医疗科技有限公司","江苏人冠医疗科技有限公司","36200c60-3e2b-11ed-9447-b4055d63f15c","基台及附件-愈合基台","愈合基台 锥形 RP φ7×7mm","2041740","TC4ELI","C0702031380100012144","C07020313801000121440000063"]
[256,"S13310001","Regrown骨水平种植体","四级纯钛种植体产品系统","江苏人冠医疗科技有限公司","江苏人冠医疗科技有限公司","愈合基台","国械注准20223171152","基台及附件",null,"包含注册证下相关部件所有材质","不区分材质","个",129,"4a4b82cf-3e2b-11ed-9447-b4055d63f15c","9658f192-3b10-11ed-9447-b4055d63f15c","国械注准20223171152","基台及附件","江苏人冠医疗科技有限公司","江苏人冠医疗科技有限公司","36200c60-3e2b-11ed-9447-b4055d63f15c","基台及附件-愈合基台","愈合基台 柱形 RP φ3.6×3mm","2021210","TC4ELI","C0702031380100012144","C07020313801000121440000064"]
[256,"S13310001","Regrown骨水平种植体","四级纯钛种植体产品系统","江苏人冠医疗科技有限公司","江苏人冠医疗科技有限公司","愈合基台","国械注准20223171152","基台及附件",null,"包含注册证下相关部件所有材质","不区分材质","个",129,"4a4b8ce5-3e2b-11ed-9447-b4055d63f15c","9658f192-3b10-11ed-9447-b4055d63f15c","国械注准20223171152","基台及附件","江苏人冠医疗科技有限公司","江苏人冠医疗科技有限公司","36200c60-3e2b-11ed-9447-b4055d63f15c","基台及附件-愈合基台","愈合基台 锥形 RP φ4×5mm","2040330A","TC4ELI","C0702031380100012144","C07020313801000121440000065"]
[256,"S13310001","Regrown骨水平种植体","四级纯钛种植体产品系统","江苏人冠医疗科技有限公司","江苏人冠医疗科技有限公司","愈合基台","国械注准20223171152","基台及附件",null,"包含注册证下相关部件所有材质","不区分材质","个",129,"4a4b8f6d-3e2b-11ed-9447-b4055d63f15c","9658f192-3b10-11ed-9447-b4055d63f15c","国械注准20223171152","基台及附件","江苏人冠医疗科技有限公司","江苏人冠医疗科技有限公司","36200c60-3e2b-11ed-9447-b4055d63f15c","基台及附件-愈合基台","愈合基台 锥形 NP φ4×9mm","2041150","TC4ELI","C0702031380100012144","C07020313801000121440000066"]
[256,"S13310001","Regrown骨水平种植体","四级纯钛种植体产品系统","江苏人冠医疗科技有限公司","江苏人冠医疗科技有限公司","愈合基台","国械注准20223171152","基台及附件",null,"包含注册证下相关部件所有材质","不区分材质","个",129,"4a4b91cc-3e2b-11ed-9447-b4055d63f15c","9658f192-3b10-11ed-9447-b4055d63f15c","国械注准20223171152","基台及附件","江苏人冠医疗科技有限公司","江苏人冠医疗科技有限公司","36200c60-3e2b-11ed-9447-b4055d63f15c","基台及附件-愈合基台","愈合基台 锥形 NP φ4×3mm","2041110","TC4ELI","C0702031380100012144","C07020313801000121440000067"]
[256,"S13310001","Regrown骨水平种植体","四级纯钛种植体产品系统","江苏人冠医疗科技有限公司","江苏人冠医疗科技有限公司","愈合基台","国械注准20223171152","基台及附件",null,"包含注册证下相关部件所有材质","不区分材质","个",129,"4a4b942f-3e2b-11ed-9447-b4055d63f15c","9658f192-3b10-11ed-9447-b4055d63f15c","国械注准20223171152","基台及附件","江苏人冠医疗科技有限公司","江苏人冠医疗科技有限公司","36200c60-3e2b-11ed-9447-b4055d63f15c","基台及附件-愈合基台","愈合基台 锥形 RP φ4.5×4mm","2040420A","TC4ELI","C0702031380100012144","C07020313801000121440000068"]
[256,"S13310001","Regrown骨水平种植体","四级纯钛种植体产品系统","江苏人冠医疗科技有限公司","江苏人冠医疗科技有限公司","愈合基台","国械注准20223171152","基台及附件",null,"包含注册证下相关部件所有材质","不区分材质","个",129,"4a4ba75c-3e2b-11ed-9447-b4055d63f15c","9658f192-3b10-11ed-9447-b4055d63f15c","国械注准20223171152","基台及附件","江苏人冠医疗科技有限公司","江苏人冠医疗科技有限公司","36200c60-3e2b-11ed-9447-b4055d63f15c","基台及附件-愈合基台","愈合基台 锥形 RP φ4.5×5mm","2040430A","TC4ELI","C0702031380100012144","C07020313801000121440000069"]
[256,"S13310001","Regrown骨水平种植体","四级纯钛种植体产品系统","江苏人冠医疗科技有限公司","江苏人冠医疗科技有限公司","愈合基台","国械注准20223171152","基台及附件",null,"包含注册证下相关部件所有材质","不区分材质","个",129,"4a4bb236-3e2b-11ed-9447-b4055d63f15c","9658f192-3b10-11ed-9447-b4055d63f15c","国械注准20223171152","基台及附件","江苏人冠医疗科技有限公司","江苏人冠医疗科技有限公司","36200c60-3e2b-11ed-9447-b4055d63f15c","基台及附件-愈合基台","愈合基台 锥形 RP φ4×4mm","2040320A","TC4ELI","C0702031380100012144","C07020313801000121440000070"]
[256,"S13310001","Regrown骨水平种植体","四级纯钛种植体产品系统","江苏人冠医疗科技有限公司","江苏人冠医疗科技有限公司","愈合基台","国械注准20223171152","基台及附件",null,"包含注册证下相关部件所有材质","不区分材质","个",129,"4a4bb6e9-3e2b-11ed-9447-b4055d63f15c","9658f192-3b10-11ed-9447-b4055d63f15c","国械注准20223171152","基台及附件","江苏人冠医疗科技有限公司","江苏人冠医疗科技有限公司","36200c60-3e2b-11ed-9447-b4055d63f15c","基台及附件-愈合基台","愈合基台 柱形 NP φ3.6×3mm","2020110A","TC4ELI","C0702031380100012144","C07020313801000121440000071"]
[256,"S13310001","Regrown骨水平种植体","四级纯钛种植体产品系统","江苏人冠医疗科技有限公司","江苏人冠医疗科技有限公司","愈合基台","国械注准20223171152","基台及附件",null,"包含注册证下相关部件所有材质","不区分材质","个",129,"4a4bbcb0-3e2b-11ed-9447-b4055d63f15c","9658f192-3b10-11ed-9447-b4055d63f15c","国械注准20223171152","基台及附件","江苏人冠医疗科技有限公司","江苏人冠医疗科技有限公司","36200c60-3e2b-11ed-9447-b4055d63f15c","基台及附件-愈合基台","愈合基台 锥形 NP φ4.5×5mm","2040230A","TC4ELI","C0702031380100012144","C07020313801000121440000072"]
[256,"S13310001","Regrown骨水平种植体","四级纯钛种植体产品系统","江苏人冠医疗科技有限公司","江苏人冠医疗科技有限公司","愈合基台","国械注准20223171152","基台及附件",null,"包含注册证下相关部件所有材质","不区分材质","个",129,"4a4bbf24-3e2b-11ed-9447-b4055d63f15c","9658f192-3b10-11ed-9447-b4055d63f15c","国械注准20223171152","基台及附件","江苏人冠医疗科技有限公司","江苏人冠医疗科技有限公司","36200c60-3e2b-11ed-9447-b4055d63f15c","基台及附件-愈合基台","愈合基台 锥形 NP φ4×3mm","2040110A","TC4ELI","C0702031380100012144","C07020313801000121440000073"]
[256,"S13310001","Regrown骨水平种植体","四级纯钛种植体产品系统","江苏人冠医疗科技有限公司","江苏人冠医疗科技有限公司","愈合基台","国械注准20223171152","基台及附件",null,"包含注册证下相关部件所有材质","不区分材质","个",129,"4a4bc189-3e2b-11ed-9447-b4055d63f15c","9658f192-3b10-11ed-9447-b4055d63f15c","国械注准20223171152","基台及附件","江苏人冠医疗科技有限公司","江苏人冠医疗科技有限公司","36200c60-3e2b-11ed-9447-b4055d63f15c","基台及附件-愈合基台","愈合基台 锥形 NP φ4×4mm","2040120A","TC4ELI","C0702031380100012144","C07020313801000121440000074"]
[256,"S13310001","Regrown骨水平种植体","四级纯钛种植体产品系统","江苏人冠医疗科技有限公司","江苏人冠医疗科技有限公司","愈合基台","国械注准20223171152","基台及附件",null,"包含注册证下相关部件所有材质","不区分材质","个",129,"4a4bc3f3-3e2b-11ed-9447-b4055d63f15c","9658f192-3b10-11ed-9447-b4055d63f15c","国械注准20223171152","基台及附件","江苏人冠医疗科技有限公司","江苏人冠医疗科技有限公司","36200c60-3e2b-11ed-9447-b4055d63f15c","基台及附件-愈合基台","愈合基台 锥形 RP φ6×9mm","2041650","TC4ELI","C0702031380100012144","C07020313801000121440000075"]
[256,"S13310001","Regrown骨水平种植体","四级纯钛种植体产品系统","江苏人冠医疗科技有限公司","江苏人冠医疗科技有限公司","愈合基台","国械注准20223171152","基台及附件",null,"包含注册证下相关部件所有材质","不区分材质","个",129,"4a4bc9a7-3e2b-11ed-9447-b4055d63f15c","9658f192-3b10-11ed-9447-b4055d63f15c","国械注准20223171152","基台及附件","江苏人冠医疗科技有限公司","江苏人冠医疗科技有限公司","36200c60-3e2b-11ed-9447-b4055d63f15c","基台及附件-愈合基台","愈合基台 锥形 RP φ7×4mm","2040720A","TC4ELI","C0702031380100012144","C07020313801000121440000076"]
[256,"S13310001","Regrown骨水平种植体","四级纯钛种植体产品系统","江苏人冠医疗科技有限公司","江苏人冠医疗科技有限公司","愈合基台","国械注准20223171152","基台及附件",null,"包含注册证下相关部件所有材质","不区分材质","个",129,"4a4bcc0c-3e2b-11ed-9447-b4055d63f15c","9658f192-3b10-11ed-9447-b4055d63f15c","国械注准20223171152","基台及附件","江苏人冠医疗科技有限公司","江苏人冠医疗科技有限公司","36200c60-3e2b-11ed-9447-b4055d63f15c","基台及附件-愈合基台","愈合基台 锥形 RP φ6×3mm","2041610","TC4ELI","C0702031380100012144","C07020313801000121440000077"]
[256,"S13310001","Regrown骨水平种植体","四级纯钛种植体产品系统","江苏人冠医疗科技有限公司","江苏人冠医疗科技有限公司","愈合基台","国械注准20223171152","基台及附件",null,"包含注册证下相关部件所有材质","不区分材质","个",129,"4a4bcf9d-3e2b-11ed-9447-b4055d63f15c","9658f192-3b10-11ed-9447-b4055d63f15c","国械注准20223171152","基台及附件","江苏人冠医疗科技有限公司","江苏人冠医疗科技有限公司","36200c60-3e2b-11ed-9447-b4055d63f15c","基台及附件-愈合基台","愈合基台 锥形 RP φ6×3mm","2040610A","TC4ELI","C0702031380100012144","C07020313801000121440000078"]
[256,"S13310001","Regrown骨水平种植体","四级纯钛种植体产品系统","江苏人冠医疗科技有限公司","江苏人冠医疗科技有限公司","愈合基台","国械注准20223171152","基台及附件",null,"包含注册证下相关部件所有材质","不区分材质","个",129,"4a4bd217-3e2b-11ed-9447-b4055d63f15c","9658f192-3b10-11ed-9447-b4055d63f15c","国械注准20223171152","基台及附件","江苏人冠医疗科技有限公司","江苏人冠医疗科技有限公司","36200c60-3e2b-11ed-9447-b4055d63f15c","基台及附件-愈合基台","愈合基台 锥形 RP φ6×7mm","2041640","TC4ELI","C0702031380100012144","C07020313801000121440000079"]
[256,"S13310001","Regrown骨水平种植体","四级纯钛种植体产品系统","江苏人冠医疗科技有限公司","江苏人冠医疗科技有限公司","愈合基台","国械注准20223171152","基台及附件",null,"包含注册证下相关部件所有材质","不区分材质","个",129,"4a4bda49-3e2b-11ed-9447-b4055d63f15c","9658f192-3b10-11ed-9447-b4055d63f15c","国械注准20223171152","基台及附件","江苏人冠医疗科技有限公司","江苏人冠医疗科技有限公司","36200c60-3e2b-11ed-9447-b4055d63f15c","基台及附件-愈合基台","愈合基台 桥形 NP φ4×7mm","2050130A","TC4ELI","C0702031380100012144","C07020313801000121440000080"]
[256,"S13310001","Regrown骨水平种植体","四级纯钛种植体产品系统","江苏人冠医疗科技有限公司","江苏人冠医疗科技有限公司","愈合基台","国械注准20223171152","基台及附件",null,"包含注册证下相关部件所有材质","不区分材质","个",129,"4a4bdcc1-3e2b-11ed-9447-b4055d63f15c","9658f192-3b10-11ed-9447-b4055d63f15c","国械注准20223171152","基台及附件","江苏人冠医疗科技有限公司","江苏人冠医疗科技有限公司","36200c60-3e2b-11ed-9447-b4055d63f15c","基台及附件-愈合基台","愈合基台 弧形 NP φ5×5mm","2031120","TC4ELI","C0702031380100012144","C07020313801000121440000081"]
[256,"S13310001","Regrown骨水平种植体","四级纯钛种植体产品系统","江苏人冠医疗科技有限公司","江苏人冠医疗科技有限公司","愈合基台","国械注准20223171152","基台及附件",null,"包含注册证下相关部件所有材质","不区分材质","个",129,"4a4bdf1f-3e2b-11ed-9447-b4055d63f15c","9658f192-3b10-11ed-9447-b4055d63f15c","国械注准20223171152","基台及附件","江苏人冠医疗科技有限公司","江苏人冠医疗科技有限公司","36200c60-3e2b-11ed-9447-b4055d63f15c","基台及附件-愈合基台","愈合基台 锥形 RP φ4.5×5mm","2041430","TC4ELI","C0702031380100012144","C07020313801000121440000082"]
[256,"S13310001","Regrown骨水平种植体","四级纯钛种植体产品系统","江苏人冠医疗科技有限公司","江苏人冠医疗科技有限公司","愈合基台","国械注准20223171152","基台及附件",null,"包含注册证下相关部件所有材质","不区分材质","个",129,"4a4be18b-3e2b-11ed-9447-b4055d63f15c","9658f192-3b10-11ed-9447-b4055d63f15c","国械注准20223171152","基台及附件","江苏人冠医疗科技有限公司","江苏人冠医疗科技有限公司","36200c60-3e2b-11ed-9447-b4055d63f15c","基台及附件-愈合基台","愈合基台 锥形 NP φ4.5×4mm","2041220","TC4ELI","C0702031380100012144","C07020313801000121440000083"]
[256,"S13310001","Regrown骨水平种植体","四级纯钛种植体产品系统","江苏人冠医疗科技有限公司","江苏人冠医疗科技有限公司","愈合基台","国械注准20223171152","基台及附件",null,"包含注册证下相关部件所有材质","不区分材质","个",129,"4a4bf0ac-3e2b-11ed-9447-b4055d63f15c","9658f192-3b10-11ed-9447-b4055d63f15c","国械注准20223171152","基台及附件","江苏人冠医疗科技有限公司","江苏人冠医疗科技有限公司","36200c60-3e2b-11ed-9447-b4055d63f15c","基台及附件-愈合基台","愈合基台 锥形 RP φ7×3mm","2041710","TC4ELI","C0702031380100012144","C07020313801000121440000084"]
[256,"S13310001","Regrown骨水平种植体","四级纯钛种植体产品系统","江苏人冠医疗科技有限公司","江苏人冠医疗科技有限公司","愈合基台","国械注准20223171152","基台及附件",null,"包含注册证下相关部件所有材质","不区分材质","个",129,"4a4bf6e0-3e2b-11ed-9447-b4055d63f15c","9658f192-3b10-11ed-9447-b4055d63f15c","国械注准20223171152","基台及附件","江苏人冠医疗科技有限公司","江苏人冠医疗科技有限公司","36200c60-3e2b-11ed-9447-b4055d63f15c","基台及附件-愈合基台","愈合基台 锥形 RP φ4.5×3mm","2041410","TC4ELI","C0702031380100012144","C07020313801000121440000085"]
[256,"S13310001","Regrown骨水平种植体","四级纯钛种植体产品系统","江苏人冠医疗科技有限公司","江苏人冠医疗科技有限公司","愈合基台","国械注准20223171152","基台及附件",null,"包含注册证下相关部件所有材质","不区分材质","个",129,"4a4bf957-3e2b-11ed-9447-b4055d63f15c","9658f192-3b10-11ed-9447-b4055d63f15c","国械注准20223171152","基台及附件","江苏人冠医疗科技有限公司","江苏人冠医疗科技有限公司","36200c60-3e2b-11ed-9447-b4055d63f15c","基台及附件-愈合基台","愈合基台 柱形 RP φ3.6×3mm","2020210A","TC4ELI","C0702031380100012144","C07020313801000121440000086"]
[256,"S13310001","Regrown骨水平种植体","四级纯钛种植体产品系统","江苏人冠医疗科技有限公司","江苏人冠医疗科技有限公司","愈合基台","国械注准20223171152","基台及附件",null,"包含注册证下相关部件所有材质","不区分材质","个",129,"4a4bfbc3-3e2b-11ed-9447-b4055d63f15c","9658f192-3b10-11ed-9447-b4055d63f15c","国械注准20223171152","基台及附件","江苏人冠医疗科技有限公司","江苏人冠医疗科技有限公司","36200c60-3e2b-11ed-9447-b4055d63f15c","基台及附件-愈合基台","愈合基台 锥形 RP φ5×4mm","2041520","TC4ELI","C0702031380100012144","C07020313801000121440000087"]
[256,"S13310001","Regrown骨水平种植体","四级纯钛种植体产品系统","江苏人冠医疗科技有限公司","江苏人冠医疗科技有限公司","愈合基台","国械注准20223171152","基台及附件",null,"包含注册证下相关部件所有材质","不区分材质","个",129,"4a4c0184-3e2b-11ed-9447-b4055d63f15c","9658f192-3b10-11ed-9447-b4055d63f15c","国械注准20223171152","基台及附件","江苏人冠医疗科技有限公司","江苏人冠医疗科技有限公司","36200c60-3e2b-11ed-9447-b4055d63f15c","基台及附件-愈合基台","愈合基台 锥形 RP φ4.5×9mm","2041450","TC4ELI","C0702031380100012144","C07020313801000121440000088"]
[256,"S13310001","Regrown骨水平种植体","四级纯钛种植体产品系统","江苏人冠医疗科技有限公司","江苏人冠医疗科技有限公司","愈合基台","国械注准20223171152","基台及附件",null,"包含注册证下相关部件所有材质","不区分材质","个",129,"4a4c03f1-3e2b-11ed-9447-b4055d63f15c","9658f192-3b10-11ed-9447-b4055d63f15c","国械注准20223171152","基台及附件","江苏人冠医疗科技有限公司","江苏人冠医疗科技有限公司","36200c60-3e2b-11ed-9447-b4055d63f15c","基台及附件-愈合基台","愈合基台 锥形 RP φ4×4mm","2041320","TC4ELI","C0702031380100012144","C07020313801000121440000089"]
[256,"S13310001","Regrown骨水平种植体","四级纯钛种植体产品系统","江苏人冠医疗科技有限公司","江苏人冠医疗科技有限公司","愈合基台","国械注准20223171152","基台及附件",null,"包含注册证下相关部件所有材质","不区分材质","个",129,"4a4c0660-3e2b-11ed-9447-b4055d63f15c","9658f192-3b10-11ed-9447-b4055d63f15c","国械注准20223171152","基台及附件","江苏人冠医疗科技有限公司","江苏人冠医疗科技有限公司","36200c60-3e2b-11ed-9447-b4055d63f15c","基台及附件-愈合基台","愈合基台 锥形 RP φ7×7mm","2040740A","TC4ELI","C0702031380100012144","C07020313801000121440000090"]
[256,"S13310001","Regrown骨水平种植体","四级纯钛种植体产品系统","江苏人冠医疗科技有限公司","江苏人冠医疗科技有限公司","愈合基台","国械注准20223171152","基台及附件",null,"包含注册证下相关部件所有材质","不区分材质","个",129,"4a4c08b7-3e2b-11ed-9447-b4055d63f15c","9658f192-3b10-11ed-9447-b4055d63f15c","国械注准20223171152","基台及附件","江苏人冠医疗科技有限公司","江苏人冠医疗科技有限公司","36200c60-3e2b-11ed-9447-b4055d63f15c","基台及附件-愈合基台","愈合基台 弧形 RP φ6×3mm","2031310","TC4ELI","C0702031380100012144","C07020313801000121440000091"]
[256,"S13310001","Regrown骨水平种植体","四级纯钛种植体产品系统","江苏人冠医疗科技有限公司","江苏人冠医疗科技有限公司","愈合基台","国械注准20223171152","基台及附件",null,"包含注册证下相关部件所有材质","不区分材质","个",129,"4a4c147d-3e2b-11ed-9447-b4055d63f15c","9658f192-3b10-11ed-9447-b4055d63f15c","国械注准20223171152","基台及附件","江苏人冠医疗科技有限公司","江苏人冠医疗科技有限公司","36200c60-3e2b-11ed-9447-b4055d63f15c","基台及附件-愈合基台","愈合基台 锥形 RP φ4×3mm","2040310A","TC4ELI","C0702031380100012144","C07020313801000121440000092"]
[256,"S13310001","Regrown骨水平种植体","四级纯钛种植体产品系统","江苏人冠医疗科技有限公司","江苏人冠医疗科技有限公司","愈合基台","国械注准20223171152","基台及附件",null,"包含注册证下相关部件所有材质","不区分材质","个",129,"4a4c1713-3e2b-11ed-9447-b4055d63f15c","9658f192-3b10-11ed-9447-b4055d63f15c","国械注准20223171152","基台及附件","江苏人冠医疗科技有限公司","江苏人冠医疗科技有限公司","36200c60-3e2b-11ed-9447-b4055d63f15c","基台及附件-愈合基台","愈合基台 弧形 RP φ5×3mm","2031210","TC4ELI","C0702031380100012144","C07020313801000121440000093"]
[256,"S13310001","Regrown骨水平种植体","四级纯钛种植体产品系统","江苏人冠医疗科技有限公司","江苏人冠医疗科技有限公司","愈合基台","国械注准20223171152","基台及附件",null,"包含注册证下相关部件所有材质","不区分材质","个",129,"4a4c1966-3e2b-11ed-9447-b4055d63f15c","9658f192-3b10-11ed-9447-b4055d63f15c","国械注准20223171152","基台及附件","江苏人冠医疗科技有限公司","江苏人冠医疗科技有限公司","36200c60-3e2b-11ed-9447-b4055d63f15c","基台及附件-愈合基台","愈合基台 锥形 RP φ5×7mm","2040540A","TC4ELI","C0702031380100012144","C07020313801000121440000094"]
[256,"S13310001","Regrown骨水平种植体","四级纯钛种植体产品系统","江苏人冠医疗科技有限公司","江苏人冠医疗科技有限公司","愈合基台","国械注准20223171152","基台及附件",null,"包含注册证下相关部件所有材质","不区分材质","个",129,"4a4c1bc8-3e2b-11ed-9447-b4055d63f15c","9658f192-3b10-11ed-9447-b4055d63f15c","国械注准20223171152","基台及附件","江苏人冠医疗科技有限公司","江苏人冠医疗科技有限公司","36200c60-3e2b-11ed-9447-b4055d63f15c","基台及附件-愈合基台","愈合基台 锥形 RP φ4×9mm","2040350A","TC4ELI","C0702031380100012144","C07020313801000121440000095"]
[256,"S13310001","Regrown骨水平种植体","四级纯钛种植体产品系统","江苏人冠医疗科技有限公司","江苏人冠医疗科技有限公司","愈合基台","国械注准20223171152","基台及附件",null,"包含注册证下相关部件所有材质","不区分材质","个",129,"4a4c2cc0-3e2b-11ed-9447-b4055d63f15c","9658f192-3b10-11ed-9447-b4055d63f15c","国械注准20223171152","基台及附件","江苏人冠医疗科技有限公司","江苏人冠医疗科技有限公司","36200c60-3e2b-11ed-9447-b4055d63f15c","基台及附件-愈合基台","愈合基台 锥形 RP φ7×4mm","2041720","TC4ELI","C0702031380100012144","C07020313801000121440000096"]
[256,"S13310001","Regrown骨水平种植体","四级纯钛种植体产品系统","江苏人冠医疗科技有限公司","江苏人冠医疗科技有限公司","愈合基台","国械注准20223171152","基台及附件",null,"包含注册证下相关部件所有材质","不区分材质","个",129,"4a4c3d3e-3e2b-11ed-9447-b4055d63f15c","9658f192-3b10-11ed-9447-b4055d63f15c","国械注准20223171152","基台及附件","江苏人冠医疗科技有限公司","江苏人冠医疗科技有限公司","36200c60-3e2b-11ed-9447-b4055d63f15c","基台及附件-愈合基台","愈合基台 桥形 NP φ4×3mm","2051110","TC4ELI","C0702031380100012144","C07020313801000121440000097"]
[256,"S13310001","Regrown骨水平种植体","四级纯钛种植体产品系统","江苏人冠医疗科技有限公司","江苏人冠医疗科技有限公司","愈合基台","国械注准20223171152","基台及附件",null,"包含注册证下相关部件所有材质","不区分材质","个",129,"4a4c4919-3e2b-11ed-9447-b4055d63f15c","9658f192-3b10-11ed-9447-b4055d63f15c","国械注准20223171152","基台及附件","江苏人冠医疗科技有限公司","江苏人冠医疗科技有限公司","36200c60-3e2b-11ed-9447-b4055d63f15c","基台及附件-愈合基台","愈合基台 锥形 RP φ4×5mm","2041330","TC4ELI","C0702031380100012144","C07020313801000121440000098"]
[256,"S13310001","Regrown骨水平种植体","四级纯钛种植体产品系统","江苏人冠医疗科技有限公司","江苏人冠医疗科技有限公司","愈合基台","国械注准20223171152","基台及附件",null,"包含注册证下相关部件所有材质","不区分材质","个",129,"4a4c5479-3e2b-11ed-9447-b4055d63f15c","9658f192-3b10-11ed-9447-b4055d63f15c","国械注准20223171152","基台及附件","江苏人冠医疗科技有限公司","江苏人冠医疗科技有限公司","36200c60-3e2b-11ed-9447-b4055d63f15c","基台及附件-愈合基台","愈合基台 弧形 RP φ5×3mm","2030210A","TC4ELI","C0702031380100012144","C07020313801000121440000099"]
[256,"S13310001","Regrown骨水平种植体","四级纯钛种植体产品系统","江苏人冠医疗科技有限公司","江苏人冠医疗科技有限公司","愈合基台","国械注准20223171152","基台及附件",null,"包含注册证下相关部件所有材质","不区分材质","个",129,"4a4c5ce2-3e2b-11ed-9447-b4055d63f15c","9658f192-3b10-11ed-9447-b4055d63f15c","国械注准20223171152","基台及附件","江苏人冠医疗科技有限公司","江苏人冠医疗科技有限公司","36200c60-3e2b-11ed-9447-b4055d63f15c","基台及附件-愈合基台","愈合基台 桥形 NP φ4×5mm","2051120","TC4ELI","C0702031380100012144","C07020313801000121440000100"]
[256,"S13310001","Regrown骨水平种植体","四级纯钛种植体产品系统","江苏人冠医疗科技有限公司","江苏人冠医疗科技有限公司","愈合基台","国械注准20223171152","基台及附件",null,"包含注册证下相关部件所有材质","不区分材质","个",129,"4a4c61e3-3e2b-11ed-9447-b4055d63f15c","9658f192-3b10-11ed-9447-b4055d63f15c","国械注准20223171152","基台及附件","江苏人冠医疗科技有限公司","江苏人冠医疗科技有限公司","36200c60-3e2b-11ed-9447-b4055d63f15c","基台及附件-愈合基台","愈合基台 锥形 RP φ6×7mm","2040640A","TC4ELI","C0702031380100012144","C07020313801000121440000101"]
[256,"S13310001","Regrown骨水平种植体","四级纯钛种植体产品系统","江苏人冠医疗科技有限公司","江苏人冠医疗科技有限公司","愈合基台","国械注准20223171152","基台及附件",null,"包含注册证下相关部件所有材质","不区分材质","个",129,"4a4c6447-3e2b-11ed-9447-b4055d63f15c","9658f192-3b10-11ed-9447-b4055d63f15c","国械注准20223171152","基台及附件","江苏人冠医疗科技有限公司","江苏人冠医疗科技有限公司","36200c60-3e2b-11ed-9447-b4055d63f15c","基台及附件-愈合基台","愈合基台 锥形 NP φ4.5×3mm","2041210","TC4ELI","C0702031380100012144","C07020313801000121440000102"]
[256,"S13310001","Regrown骨水平种植体","四级纯钛种植体产品系统","江苏人冠医疗科技有限公司","江苏人冠医疗科技有限公司","愈合基台","国械注准20223171152","基台及附件",null,"包含注册证下相关部件所有材质","不区分材质","个",129,"4a4c6cdb-3e2b-11ed-9447-b4055d63f15c","9658f192-3b10-11ed-9447-b4055d63f15c","国械注准20223171152","基台及附件","江苏人冠医疗科技有限公司","江苏人冠医疗科技有限公司","36200c60-3e2b-11ed-9447-b4055d63f15c","基台及附件-愈合基台","愈合基台 锥形 NP φ4×7mm","2040140A","TC4ELI","C0702031380100012144","C07020313801000121440000103"]
[256,"S13310001","Regrown骨水平种植体","四级纯钛种植体产品系统","江苏人冠医疗科技有限公司","江苏人冠医疗科技有限公司","愈合基台","国械注准20223171152","基台及附件",null,"包含注册证下相关部件所有材质","不区分材质","个",129,"4a4c71db-3e2b-11ed-9447-b4055d63f15c","9658f192-3b10-11ed-9447-b4055d63f15c","国械注准20223171152","基台及附件","江苏人冠医疗科技有限公司","江苏人冠医疗科技有限公司","36200c60-3e2b-11ed-9447-b4055d63f15c","基台及附件-愈合基台","愈合基台 柱形 NP φ3.6×7mm","2020130A","TC4ELI","C0702031380100012144","C07020313801000121440000104"]
[256,"S13310001","Regrown骨水平种植体","四级纯钛种植体产品系统","江苏人冠医疗科技有限公司","江苏人冠医疗科技有限公司","愈合基台","国械注准20223171152","基台及附件",null,"包含注册证下相关部件所有材质","不区分材质","个",129,"4a4c744c-3e2b-11ed-9447-b4055d63f15c","9658f192-3b10-11ed-9447-b4055d63f15c","国械注准20223171152","基台及附件","江苏人冠医疗科技有限公司","江苏人冠医疗科技有限公司","36200c60-3e2b-11ed-9447-b4055d63f15c","基台及附件-愈合基台","愈合基台 桥形 NP φ4×7mm","2051130","TC4ELI","C0702031380100012144","C07020313801000121440000105"]
[256,"S13310001","Regrown骨水平种植体","四级纯钛种植体产品系统","江苏人冠医疗科技有限公司","江苏人冠医疗科技有限公司","愈合基台","国械注准20223171152","基台及附件",null,"包含注册证下相关部件所有材质","不区分材质","个",129,"4a4c7cc0-3e2b-11ed-9447-b4055d63f15c","9658f192-3b10-11ed-9447-b4055d63f15c","国械注准20223171152","基台及附件","江苏人冠医疗科技有限公司","江苏人冠医疗科技有限公司","36200c60-3e2b-11ed-9447-b4055d63f15c","基台及附件-愈合基台","愈合基台 弧形 RP φ6×5mm","2031320","TC4ELI","C0702031380100012144","C07020313801000121440000106"]
[256,"S13310001","Regrown骨水平种植体","四级纯钛种植体产品系统","江苏人冠医疗科技有限公司","江苏人冠医疗科技有限公司","愈合基台","国械注准20223171152","基台及附件",null,"包含注册证下相关部件所有材质","不区分材质","个",129,"4a4c7f2c-3e2b-11ed-9447-b4055d63f15c","9658f192-3b10-11ed-9447-b4055d63f15c","国械注准20223171152","基台及附件","江苏人冠医疗科技有限公司","江苏人冠医疗科技有限公司","36200c60-3e2b-11ed-9447-b4055d63f15c","基台及附件-愈合基台","愈合基台 锥形 RP φ5×9mm","2040550A","TC4ELI","C0702031380100012144","C07020313801000121440000107"]
[256,"S13310001","Regrown骨水平种植体","四级纯钛种植体产品系统","江苏人冠医疗科技有限公司","江苏人冠医疗科技有限公司","愈合基台","国械注准20223171152","基台及附件",null,"包含注册证下相关部件所有材质","不区分材质","个",129,"4a4c818b-3e2b-11ed-9447-b4055d63f15c","9658f192-3b10-11ed-9447-b4055d63f15c","国械注准20223171152","基台及附件","江苏人冠医疗科技有限公司","江苏人冠医疗科技有限公司","36200c60-3e2b-11ed-9447-b4055d63f15c","基台及附件-愈合基台","愈合基台 锥形 RP φ4.5×7mm","2040440A","TC4ELI","C0702031380100012144","C07020313801000121440000108"]
[256,"S13310001","Regrown骨水平种植体","四级纯钛种植体产品系统","江苏人冠医疗科技有限公司","江苏人冠医疗科技有限公司","愈合基台","国械注准20223171152","基台及附件",null,"包含注册证下相关部件所有材质","不区分材质","个",129,"4a4c84f1-3e2b-11ed-9447-b4055d63f15c","9658f192-3b10-11ed-9447-b4055d63f15c","国械注准20223171152","基台及附件","江苏人冠医疗科技有限公司","江苏人冠医疗科技有限公司","36200c60-3e2b-11ed-9447-b4055d63f15c","基台及附件-愈合基台","愈合基台 锥形 RP φ5×5mm","2041530","TC4ELI","C0702031380100012144","C07020313801000121440000109"]
[256,"S13310001","Regrown骨水平种植体","四级纯钛种植体产品系统","江苏人冠医疗科技有限公司","江苏人冠医疗科技有限公司","愈合基台","国械注准20223171152","基台及附件",null,"包含注册证下相关部件所有材质","不区分材质","个",129,"4a4c9267-3e2b-11ed-9447-b4055d63f15c","9658f192-3b10-11ed-9447-b4055d63f15c","国械注准20223171152","基台及附件","江苏人冠医疗科技有限公司","江苏人冠医疗科技有限公司","36200c60-3e2b-11ed-9447-b4055d63f15c","基台及附件-愈合基台","愈合基台 锥形 NP φ4×7mm","2041140","TC4ELI","C0702031380100012144","C07020313801000121440000110"]
[256,"S13310001","Regrown骨水平种植体","四级纯钛种植体产品系统","江苏人冠医疗科技有限公司","江苏人冠医疗科技有限公司","愈合基台","国械注准20223171152","基台及附件",null,"包含注册证下相关部件所有材质","不区分材质","个",129,"4a4c94b4-3e2b-11ed-9447-b4055d63f15c","9658f192-3b10-11ed-9447-b4055d63f15c","国械注准20223171152","基台及附件","江苏人冠医疗科技有限公司","江苏人冠医疗科技有限公司","36200c60-3e2b-11ed-9447-b4055d63f15c","基台及附件-愈合基台","愈合基台 弧形 NP φ5×7mm","2031130","TC4ELI","C0702031380100012144","C07020313801000121440000111"]
[256,"S13310001","Regrown骨水平种植体","四级纯钛种植体产品系统","江苏人冠医疗科技有限公司","江苏人冠医疗科技有限公司","愈合基台","国械注准20223171152","基台及附件",null,"包含注册证下相关部件所有材质","不区分材质","个",129,"4a4c9e44-3e2b-11ed-9447-b4055d63f15c","9658f192-3b10-11ed-9447-b4055d63f15c","国械注准20223171152","基台及附件","江苏人冠医疗科技有限公司","江苏人冠医疗科技有限公司","36200c60-3e2b-11ed-9447-b4055d63f15c","基台及附件-愈合基台","愈合基台 锥形 RP φ5×7mm","2041540","TC4ELI","C0702031380100012144","C07020313801000121440000112"]
[256,"S13310001","Regrown骨水平种植体","四级纯钛种植体产品系统","江苏人冠医疗科技有限公司","江苏人冠医疗科技有限公司","愈合基台","国械注准20223171152","基台及附件",null,"包含注册证下相关部件所有材质","不区分材质","个",129,"4a4ca0ab-3e2b-11ed-9447-b4055d63f15c","9658f192-3b10-11ed-9447-b4055d63f15c","国械注准20223171152","基台及附件","江苏人冠医疗科技有限公司","江苏人冠医疗科技有限公司","36200c60-3e2b-11ed-9447-b4055d63f15c","基台及附件-愈合基台","愈合基台 柱形 RP φ3.6×7mm","2020230A","TC4ELI","C0702031380100012144","C07020313801000121440000113"]
[256,"S13310001","Regrown骨水平种植体","四级纯钛种植体产品系统","江苏人冠医疗科技有限公司","江苏人冠医疗科技有限公司","愈合基台","国械注准20223171152","基台及附件",null,"包含注册证下相关部件所有材质","不区分材质","个",129,"4a4ca9e1-3e2b-11ed-9447-b4055d63f15c","9658f192-3b10-11ed-9447-b4055d63f15c","国械注准20223171152","基台及附件","江苏人冠医疗科技有限公司","江苏人冠医疗科技有限公司","36200c60-3e2b-11ed-9447-b4055d63f15c","基台及附件-愈合基台","愈合基台 弧形 NP φ5×3mm","2030110A","TC4ELI","C0702031380100012144","C07020313801000121440000114"]
[255,"S13310001","Regrown骨水平种植体","四级纯钛种植体产品系统","江苏人冠医疗科技有限公司","江苏人冠医疗科技有限公司","修复基台（单牙）","国械注准20223171152","基台及附件",null,"包含注册证下相关部件纯钛或钛合金材质","适用于单牙种植修复基台、材质为纯钛或钛合金","个",135,"99fca2a6-3e2a-11ed-9447-b4055d63f15c","9658f192-3b10-11ed-9447-b4055d63f15c","国械注准20223171152","基台及附件","江苏人冠医疗科技有限公司","江苏人冠医疗科技有限公司","87071500-3e2a-11ed-9447-b4055d63f15c","基台及附件-基台","17°粘接基台RP φ4.5×4mm","2122220A","TC4ELI","C0702021380100112144","C07020213801001121440000049"]
[255,"S13310001","Regrown骨水平种植体","四级纯钛种植体产品系统","江苏人冠医疗科技有限公司","江苏人冠医疗科技有限公司","修复基台（单牙）","国械注准20223171152","基台及附件",null,"包含注册证下相关部件纯钛或钛合金材质","适用于单牙种植修复基台、材质为纯钛或钛合金","个",135,"99fcfd6f-3e2a-11ed-9447-b4055d63f15c","9658f192-3b10-11ed-9447-b4055d63f15c","国械注准20223171152","基台及附件","江苏人冠医疗科技有限公司","江苏人冠医疗科技有限公司","87071500-3e2a-11ed-9447-b4055d63f15c","基台及附件-基台","17°粘接基台NP φ4.5×2mm","2122110A","TC4ELI","C0702021380100112144","C07020213801001121440000050"]
[255,"S13310001","Regrown骨水平种植体","四级纯钛种植体产品系统","江苏人冠医疗科技有限公司","江苏人冠医疗科技有限公司","修复基台（单牙）","国械注准20223171152","基台及附件",null,"包含注册证下相关部件纯钛或钛合金材质","适用于单牙种植修复基台、材质为纯钛或钛合金","个",135,"99fd0ebd-3e2a-11ed-9447-b4055d63f15c","9658f192-3b10-11ed-9447-b4055d63f15c","国械注准20223171152","基台及附件","江苏人冠医疗科技有限公司","江苏人冠医疗科技有限公司","87071500-3e2a-11ed-9447-b4055d63f15c","基台及附件-基台","15°角度基台RP 3mm","2113220","TC4ELI","C0702021380100112144","C07020213801001121440000051"]
[255,"S13310001","Regrown骨水平种植体","四级纯钛种植体产品系统","江苏人冠医疗科技有限公司","江苏人冠医疗科技有限公司","修复基台（单牙）","国械注准20223171152","基台及附件",null,"包含注册证下相关部件纯钛或钛合金材质","适用于单牙种植修复基台、材质为纯钛或钛合金","个",135,"99fd11c9-3e2a-11ed-9447-b4055d63f15c","9658f192-3b10-11ed-9447-b4055d63f15c","国械注准20223171152","基台及附件","江苏人冠医疗科技有限公司","江苏人冠医疗科技有限公司","87071500-3e2a-11ed-9447-b4055d63f15c","基台及附件-基台","17°粘接基台RP φ6×2mm","2125410","TC4ELI","C0702021380100112144","C07020213801001121440000052"]
[255,"S13310001","Regrown骨水平种植体","四级纯钛种植体产品系统","江苏人冠医疗科技有限公司","江苏人冠医疗科技有限公司","修复基台（单牙）","国械注准20223171152","基台及附件",null,"包含注册证下相关部件纯钛或钛合金材质","适用于单牙种植修复基台、材质为纯钛或钛合金","个",135,"99fd1c14-3e2a-11ed-9447-b4055d63f15c","9658f192-3b10-11ed-9447-b4055d63f15c","国械注准20223171152","基台及附件","江苏人冠医疗科技有限公司","江苏人冠医疗科技有限公司","87071500-3e2a-11ed-9447-b4055d63f15c","基台及附件-基台","15°角度基台RP 3mm","2111220A","TC4ELI","C0702021380100112144","C07020213801001121440000053"]
[255,"S13310001","Regrown骨水平种植体","四级纯钛种植体产品系统","江苏人冠医疗科技有限公司","江苏人冠医疗科技有限公司","修复基台（单牙）","国械注准20223171152","基台及附件",null,"包含注册证下相关部件纯钛或钛合金材质","适用于单牙种植修复基台、材质为纯钛或钛合金","个",135,"99fd2650-3e2a-11ed-9447-b4055d63f15c","9658f192-3b10-11ed-9447-b4055d63f15c","国械注准20223171152","基台及附件","江苏人冠医疗科技有限公司","江苏人冠医疗科技有限公司","87071500-3e2a-11ed-9447-b4055d63f15c","基台及附件-基台","17°粘接基台RP φ4.5×2mm","2122210A","TC4ELI","C0702021380100112144","C07020213801001121440000054"]
[255,"S13310001","Regrown骨水平种植体","四级纯钛种植体产品系统","江苏人冠医疗科技有限公司","江苏人冠医疗科技有限公司","修复基台（单牙）","国械注准20223171152","基台及附件",null,"包含注册证下相关部件纯钛或钛合金材质","适用于单牙种植修复基台、材质为纯钛或钛合金","个",135,"99fd28ec-3e2a-11ed-9447-b4055d63f15c","9658f192-3b10-11ed-9447-b4055d63f15c","国械注准20223171152","基台及附件","江苏人冠医疗科技有限公司","江苏人冠医疗科技有限公司","87071500-3e2a-11ed-9447-b4055d63f15c","基台及附件-基台","15°角度基台NP 3mm","2111120A","TC4ELI","C0702021380100112144","C07020213801001121440000055"]
[255,"S13310001","Regrown骨水平种植体","四级纯钛种植体产品系统","江苏人冠医疗科技有限公司","江苏人冠医疗科技有限公司","修复基台（单牙）","国械注准20223171152","基台及附件",null,"包含注册证下相关部件纯钛或钛合金材质","适用于单牙种植修复基台、材质为纯钛或钛合金","个",135,"99fd3d73-3e2a-11ed-9447-b4055d63f15c","9658f192-3b10-11ed-9447-b4055d63f15c","国械注准20223171152","基台及附件","江苏人冠医疗科技有限公司","江苏人冠医疗科技有限公司","87071500-3e2a-11ed-9447-b4055d63f15c","基台及附件-基台","15°角度基台NP 4.5mm","2113130","TC4ELI","C0702021380100112144","C07020213801001121440000056"]
[255,"S13310001","Regrown骨水平种植体","四级纯钛种植体产品系统","江苏人冠医疗科技有限公司","江苏人冠医疗科技有限公司","修复基台（单牙）","国械注准20223171152","基台及附件",null,"包含注册证下相关部件纯钛或钛合金材质","适用于单牙种植修复基台、材质为纯钛或钛合金","个",135,"99fd474f-3e2a-11ed-9447-b4055d63f15c","9658f192-3b10-11ed-9447-b4055d63f15c","国械注准20223171152","基台及附件","江苏人冠医疗科技有限公司","江苏人冠医疗科技有限公司","87071500-3e2a-11ed-9447-b4055d63f15c","基台及附件-基台","17°粘接基台RP φ6×2mm","2122410A","TC4ELI","C0702021380100112144","C07020213801001121440000057"]
[255,"S13310001","Regrown骨水平种植体","四级纯钛种植体产品系统","江苏人冠医疗科技有限公司","江苏人冠医疗科技有限公司","修复基台（单牙）","国械注准20223171152","基台及附件",null,"包含注册证下相关部件纯钛或钛合金材质","适用于单牙种植修复基台、材质为纯钛或钛合金","个",135,"99fd4ff3-3e2a-11ed-9447-b4055d63f15c","9658f192-3b10-11ed-9447-b4055d63f15c","国械注准20223171152","基台及附件","江苏人冠医疗科技有限公司","江苏人冠医疗科技有限公司","87071500-3e2a-11ed-9447-b4055d63f15c","基台及附件-基台","17°粘接基台NP φ4.5×2mm","2125110","TC4ELI","C0702021380100112144","C07020213801001121440000058"]
[255,"S13310001","Regrown骨水平种植体","四级纯钛种植体产品系统","江苏人冠医疗科技有限公司","江苏人冠医疗科技有限公司","修复基台（单牙）","国械注准20223171152","基台及附件",null,"包含注册证下相关部件纯钛或钛合金材质","适用于单牙种植修复基台、材质为纯钛或钛合金","个",135,"99fd5266-3e2a-11ed-9447-b4055d63f15c","9658f192-3b10-11ed-9447-b4055d63f15c","国械注准20223171152","基台及附件","江苏人冠医疗科技有限公司","江苏人冠医疗科技有限公司","87071500-3e2a-11ed-9447-b4055d63f15c","基台及附件-基台","15°角度基台RP 4.5mm","2113230","TC4ELI","C0702021380100112144","C07020213801001121440000059"]
[255,"S13310001","Regrown骨水平种植体","四级纯钛种植体产品系统","江苏人冠医疗科技有限公司","江苏人冠医疗科技有限公司","修复基台（单牙）","国械注准20223171152","基台及附件",null,"包含注册证下相关部件纯钛或钛合金材质","适用于单牙种植修复基台、材质为纯钛或钛合金","个",135,"99fd5cce-3e2a-11ed-9447-b4055d63f15c","9658f192-3b10-11ed-9447-b4055d63f15c","国械注准20223171152","基台及附件","江苏人冠医疗科技有限公司","江苏人冠医疗科技有限公司","87071500-3e2a-11ed-9447-b4055d63f15c","基台及附件-基台","17°粘接基台NP φ4.5×4mm","2122120A","TC4ELI","C0702021380100112144","C07020213801001121440000060"]
[255,"S13310001","Regrown骨水平种植体","四级纯钛种植体产品系统","江苏人冠医疗科技有限公司","江苏人冠医疗科技有限公司","修复基台（单牙）","国械注准20223171152","基台及附件",null,"包含注册证下相关部件纯钛或钛合金材质","适用于单牙种植修复基台、材质为纯钛或钛合金","个",135,"99fd5f58-3e2a-11ed-9447-b4055d63f15c","9658f192-3b10-11ed-9447-b4055d63f15c","国械注准20223171152","基台及附件","江苏人冠医疗科技有限公司","江苏人冠医疗科技有限公司","87071500-3e2a-11ed-9447-b4055d63f15c","基台及附件-基台","15°角度基台RP 4.5mm","2111230A","TC4ELI","C0702021380100112144","C07020213801001121440000061"]
[255,"S13310001","Regrown骨水平种植体","四级纯钛种植体产品系统","江苏人冠医疗科技有限公司","江苏人冠医疗科技有限公司","修复基台（单牙）","国械注准20223171152","基台及附件",null,"包含注册证下相关部件纯钛或钛合金材质","适用于单牙种植修复基台、材质为纯钛或钛合金","个",135,"99fd61bc-3e2a-11ed-9447-b4055d63f15c","9658f192-3b10-11ed-9447-b4055d63f15c","国械注准20223171152","基台及附件","江苏人冠医疗科技有限公司","江苏人冠医疗科技有限公司","87071500-3e2a-11ed-9447-b4055d63f15c","基台及附件-基台","17°粘接基台RP φ6×4mm","2125420","TC4ELI","C0702021380100112144","C07020213801001121440000062"]
[255,"S13310001","Regrown骨水平种植体","四级纯钛种植体产品系统","江苏人冠医疗科技有限公司","江苏人冠医疗科技有限公司","修复基台（单牙）","国械注准20223171152","基台及附件",null,"包含注册证下相关部件纯钛或钛合金材质","适用于单牙种植修复基台、材质为纯钛或钛合金","个",135,"99fd6408-3e2a-11ed-9447-b4055d63f15c","9658f192-3b10-11ed-9447-b4055d63f15c","国械注准20223171152","基台及附件","江苏人冠医疗科技有限公司","江苏人冠医疗科技有限公司","87071500-3e2a-11ed-9447-b4055d63f15c","基台及附件-基台","17°粘接基台RP φ4.5×2mm","2125210","TC4ELI","C0702021380100112144","C07020213801001121440000063"]
[255,"S13310001","Regrown骨水平种植体","四级纯钛种植体产品系统","江苏人冠医疗科技有限公司","江苏人冠医疗科技有限公司","修复基台（单牙）","国械注准20223171152","基台及附件",null,"包含注册证下相关部件纯钛或钛合金材质","适用于单牙种植修复基台、材质为纯钛或钛合金","个",135,"99fd6637-3e2a-11ed-9447-b4055d63f15c","9658f192-3b10-11ed-9447-b4055d63f15c","国械注准20223171152","基台及附件","江苏人冠医疗科技有限公司","江苏人冠医疗科技有限公司","87071500-3e2a-11ed-9447-b4055d63f15c","基台及附件-基台","15°角度基台NP 3mm","2113120","TC4ELI","C0702021380100112144","C07020213801001121440000064"]
[255,"S13310001","Regrown骨水平种植体","四级纯钛种植体产品系统","江苏人冠医疗科技有限公司","江苏人冠医疗科技有限公司","修复基台（单牙）","国械注准20223171152","基台及附件",null,"包含注册证下相关部件纯钛或钛合金材质","适用于单牙种植修复基台、材质为纯钛或钛合金","个",135,"99fd7a10-3e2a-11ed-9447-b4055d63f15c","9658f192-3b10-11ed-9447-b4055d63f15c","国械注准20223171152","基台及附件","江苏人冠医疗科技有限公司","江苏人冠医疗科技有限公司","87071500-3e2a-11ed-9447-b4055d63f15c","基台及附件-基台","17°粘接基台RP φ5×2mm","2122310A","TC4ELI","C0702021380100112144","C07020213801001121440000065"]
[255,"S13310001","Regrown骨水平种植体","四级纯钛种植体产品系统","江苏人冠医疗科技有限公司","江苏人冠医疗科技有限公司","修复基台（单牙）","国械注准20223171152","基台及附件",null,"包含注册证下相关部件纯钛或钛合金材质","适用于单牙种植修复基台、材质为纯钛或钛合金","个",135,"99fd9143-3e2a-11ed-9447-b4055d63f15c","9658f192-3b10-11ed-9447-b4055d63f15c","国械注准20223171152","基台及附件","江苏人冠医疗科技有限公司","江苏人冠医疗科技有限公司","87071500-3e2a-11ed-9447-b4055d63f15c","基台及附件-基台","17°粘接基台RP φ5×2mm","2125310","TC4ELI","C0702021380100112144","C07020213801001121440000066"]
[255,"S13310001","Regrown骨水平种植体","四级纯钛种植体产品系统","江苏人冠医疗科技有限公司","江苏人冠医疗科技有限公司","修复基台（单牙）","国械注准20223171152","基台及附件",null,"包含注册证下相关部件纯钛或钛合金材质","适用于单牙种植修复基台、材质为纯钛或钛合金","个",135,"99fdb4da-3e2a-11ed-9447-b4055d63f15c","9658f192-3b10-11ed-9447-b4055d63f15c","国械注准20223171152","基台及附件","江苏人冠医疗科技有限公司","江苏人冠医疗科技有限公司","87071500-3e2a-11ed-9447-b4055d63f15c","基台及附件-基台","15°角度基台NP 1.5mm","2113110","TC4ELI","C0702021380100112144","C07020213801001121440000067"]
[255,"S13310001","Regrown骨水平种植体","四级纯钛种植体产品系统","江苏人冠医疗科技有限公司","江苏人冠医疗科技有限公司","修复基台（单牙）","国械注准20223171152","基台及附件",null,"包含注册证下相关部件纯钛或钛合金材质","适用于单牙种植修复基台、材质为纯钛或钛合金","个",135,"99fdbf3b-3e2a-11ed-9447-b4055d63f15c","9658f192-3b10-11ed-9447-b4055d63f15c","国械注准20223171152","基台及附件","江苏人冠医疗科技有限公司","江苏人冠医疗科技有限公司","87071500-3e2a-11ed-9447-b4055d63f15c","基台及附件-基台","17°粘接基台NP φ4.5×4mm","2125120","TC4ELI","C0702021380100112144","C07020213801001121440000068"]
[255,"S13310001","Regrown骨水平种植体","四级纯钛种植体产品系统","江苏人冠医疗科技有限公司","江苏人冠医疗科技有限公司","修复基台（单牙）","国械注准20223171152","基台及附件",null,"包含注册证下相关部件纯钛或钛合金材质","适用于单牙种植修复基台、材质为纯钛或钛合金","个",135,"99fdc774-3e2a-11ed-9447-b4055d63f15c","9658f192-3b10-11ed-9447-b4055d63f15c","国械注准20223171152","基台及附件","江苏人冠医疗科技有限公司","江苏人冠医疗科技有限公司","87071500-3e2a-11ed-9447-b4055d63f15c","基台及附件-基台","15°角度基台RP 1.5mm","2113210","TC4ELI","C0702021380100112144","C07020213801001121440000069"]
[255,"S13310001","Regrown骨水平种植体","四级纯钛种植体产品系统","江苏人冠医疗科技有限公司","江苏人冠医疗科技有限公司","修复基台（单牙）","国械注准20223171152","基台及附件",null,"包含注册证下相关部件纯钛或钛合金材质","适用于单牙种植修复基台、材质为纯钛或钛合金","个",135,"99fdf072-3e2a-11ed-9447-b4055d63f15c","9658f192-3b10-11ed-9447-b4055d63f15c","国械注准20223171152","基台及附件","江苏人冠医疗科技有限公司","江苏人冠医疗科技有限公司","87071500-3e2a-11ed-9447-b4055d63f15c","基台及附件-基台","15°角度基台NP 1.5mm","2111110A","TC4ELI","C0702021380100112144","C07020213801001121440000070"]
[255,"S13310001","Regrown骨水平种植体","四级纯钛种植体产品系统","江苏人冠医疗科技有限公司","江苏人冠医疗科技有限公司","修复基台（单牙）","国械注准20223171152","基台及附件",null,"包含注册证下相关部件纯钛或钛合金材质","适用于单牙种植修复基台、材质为纯钛或钛合金","个",135,"99fe14ff-3e2a-11ed-9447-b4055d63f15c","9658f192-3b10-11ed-9447-b4055d63f15c","国械注准20223171152","基台及附件","江苏人冠医疗科技有限公司","江苏人冠医疗科技有限公司","87071500-3e2a-11ed-9447-b4055d63f15c","基台及附件-基台","17°粘接基台RP φ5×4mm","2125320","TC4ELI","C0702021380100112144","C07020213801001121440000071"]
[255,"S13310001","Regrown骨水平种植体","四级纯钛种植体产品系统","江苏人冠医疗科技有限公司","江苏人冠医疗科技有限公司","修复基台（单牙）","国械注准20223171152","基台及附件",null,"包含注册证下相关部件纯钛或钛合金材质","适用于单牙种植修复基台、材质为纯钛或钛合金","个",135,"99fe2e28-3e2a-11ed-9447-b4055d63f15c","9658f192-3b10-11ed-9447-b4055d63f15c","国械注准20223171152","基台及附件","江苏人冠医疗科技有限公司","江苏人冠医疗科技有限公司","87071500-3e2a-11ed-9447-b4055d63f15c","基台及附件-基台","17°粘接基台RP φ5×4mm","2122320A","TC4ELI","C0702021380100112144","C07020213801001121440000072"]
[255,"S13310001","Regrown骨水平种植体","四级纯钛种植体产品系统","江苏人冠医疗科技有限公司","江苏人冠医疗科技有限公司","修复基台（单牙）","国械注准20223171152","基台及附件",null,"包含注册证下相关部件纯钛或钛合金材质","适用于单牙种植修复基台、材质为纯钛或钛合金","个",135,"99fe37de-3e2a-11ed-9447-b4055d63f15c","9658f192-3b10-11ed-9447-b4055d63f15c","国械注准20223171152","基台及附件","江苏人冠医疗科技有限公司","江苏人冠医疗科技有限公司","87071500-3e2a-11ed-9447-b4055d63f15c","基台及附件-基台","17°粘接基台RP φ6×4mm","2122420A","TC4ELI","C0702021380100112144","C07020213801001121440000073"]
[255,"S13310001","Regrown骨水平种植体","四级纯钛种植体产品系统","江苏人冠医疗科技有限公司","江苏人冠医疗科技有限公司","修复基台（单牙）","国械注准20223171152","基台及附件",null,"包含注册证下相关部件纯钛或钛合金材质","适用于单牙种植修复基台、材质为纯钛或钛合金","个",135,"99fe4210-3e2a-11ed-9447-b4055d63f15c","9658f192-3b10-11ed-9447-b4055d63f15c","国械注准20223171152","基台及附件","江苏人冠医疗科技有限公司","江苏人冠医疗科技有限公司","87071500-3e2a-11ed-9447-b4055d63f15c","基台及附件-基台","15°角度基台NP 4.5mm","2111130A","TC4ELI","C0702021380100112144","C07020213801001121440000074"]
[255,"S13310001","Regrown骨水平种植体","四级纯钛种植体产品系统","江苏人冠医疗科技有限公司","江苏人冠医疗科技有限公司","修复基台（单牙）","国械注准20223171152","基台及附件",null,"包含注册证下相关部件纯钛或钛合金材质","适用于单牙种植修复基台、材质为纯钛或钛合金","个",135,"99fe4c29-3e2a-11ed-9447-b4055d63f15c","9658f192-3b10-11ed-9447-b4055d63f15c","国械注准20223171152","基台及附件","江苏人冠医疗科技有限公司","江苏人冠医疗科技有限公司","87071500-3e2a-11ed-9447-b4055d63f15c","基台及附件-基台","15°角度基台RP 1.5mm","2111210A","TC4ELI","C0702021380100112144","C07020213801001121440000075"]
[255,"S13310001","Regrown骨水平种植体","四级纯钛种植体产品系统","江苏人冠医疗科技有限公司","江苏人冠医疗科技有限公司","修复基台（单牙）","国械注准20223171152","基台及附件",null,"包含注册证下相关部件纯钛或钛合金材质","适用于单牙种植修复基台、材质为纯钛或钛合金","个",135,"99fe57c8-3e2a-11ed-9447-b4055d63f15c","9658f192-3b10-11ed-9447-b4055d63f15c","国械注准20223171152","基台及附件","江苏人冠医疗科技有限公司","江苏人冠医疗科技有限公司","87071500-3e2a-11ed-9447-b4055d63f15c","基台及附件-基台","17°粘接基台RP φ4.5×4mm","2125220","TC4ELI","C0702021380100112144","C07020213801001121440000076"]
[255,"S13310001","Regrown骨水平种植体","四级纯钛种植体产品系统","江苏人冠医疗科技有限公司","江苏人冠医疗科技有限公司","修复基台（单牙）","国械注准20223171152","基台及附件",null,"包含注册证下相关部件纯钛或钛合金材质","适用于单牙种植修复基台、材质为纯钛或钛合金","个",135,"d663574d-3e2a-11ed-9447-b4055d63f15c","9658f192-3b10-11ed-9447-b4055d63f15c","国械注准20223171152","基台及附件","江苏人冠医疗科技有限公司","江苏人冠医疗科技有限公司","c4e4d55b-3e2a-11ed-9447-b4055d63f15c","基台及附件-直基台","粘接基台 RP φ6×4mm 7mm","2124840","TC4ELI","C0702021380100112144","C07020213801001121440000121"]
[255,"S13310001","Regrown骨水平种植体","四级纯钛种植体产品系统","江苏人冠医疗科技有限公司","江苏人冠医疗科技有限公司","修复基台（单牙）","国械注准20223171152","基台及附件",null,"包含注册证下相关部件纯钛或钛合金材质","适用于单牙种植修复基台、材质为纯钛或钛合金","个",135,"d6638e5c-3e2a-11ed-9447-b4055d63f15c","9658f192-3b10-11ed-9447-b4055d63f15c","国械注准20223171152","基台及附件","江苏人冠医疗科技有限公司","江苏人冠医疗科技有限公司","c4e4d55b-3e2a-11ed-9447-b4055d63f15c","基台及附件-直基台","粘接基台 RP φ7×2mm 5.5mm","2124920","TC4ELI","C0702021380100112144","C07020213801001121440000122"]
[255,"S13310001","Regrown骨水平种植体","四级纯钛种植体产品系统","江苏人冠医疗科技有限公司","江苏人冠医疗科技有限公司","修复基台（单牙）","国械注准20223171152","基台及附件",null,"包含注册证下相关部件纯钛或钛合金材质","适用于单牙种植修复基台、材质为纯钛或钛合金","个",135,"d6639d86-3e2a-11ed-9447-b4055d63f15c","9658f192-3b10-11ed-9447-b4055d63f15c","国械注准20223171152","基台及附件","江苏人冠医疗科技有限公司","江苏人冠医疗科技有限公司","c4e4d55b-3e2a-11ed-9447-b4055d63f15c","基台及附件-直基台","粘接基台 RP φ6×5mm 5.5mm","2121750A","TC4ELI","C0702021380100112144","C07020213801001121440000123"]
[255,"S13310001","Regrown骨水平种植体","四级纯钛种植体产品系统","江苏人冠医疗科技有限公司","江苏人冠医疗科技有限公司","修复基台（单牙）","国械注准20223171152","基台及附件",null,"包含注册证下相关部件纯钛或钛合金材质","适用于单牙种植修复基台、材质为纯钛或钛合金","个",135,"d663a1d3-3e2a-11ed-9447-b4055d63f15c","9658f192-3b10-11ed-9447-b4055d63f15c","国械注准20223171152","基台及附件","江苏人冠医疗科技有限公司","江苏人冠医疗科技有限公司","c4e4d55b-3e2a-11ed-9447-b4055d63f15c","基台及附件-直基台","粘接基台 RP φ6×5mm 7mm","2124850","TC4ELI","C0702021380100112144","C07020213801001121440000124"]
[255,"S13310001","Regrown骨水平种植体","四级纯钛种植体产品系统","江苏人冠医疗科技有限公司","江苏人冠医疗科技有限公司","修复基台（单牙）","国械注准20223171152","基台及附件",null,"包含注册证下相关部件纯钛或钛合金材质","适用于单牙种植修复基台、材质为纯钛或钛合金","个",135,"d663af85-3e2a-11ed-9447-b4055d63f15c","9658f192-3b10-11ed-9447-b4055d63f15c","国械注准20223171152","基台及附件","江苏人冠医疗科技有限公司","江苏人冠医疗科技有限公司","c4e4d55b-3e2a-11ed-9447-b4055d63f15c","基台及附件-直基台","直基台A型 NP 3mm 5.5mm","2150140A","TC4ELI","C0702021380100112144","C07020213801001121440000125"]
[255,"S13310001","Regrown骨水平种植体","四级纯钛种植体产品系统","江苏人冠医疗科技有限公司","江苏人冠医疗科技有限公司","修复基台（单牙）","国械注准20223171152","基台及附件",null,"包含注册证下相关部件纯钛或钛合金材质","适用于单牙种植修复基台、材质为纯钛或钛合金","个",135,"d663b9f7-3e2a-11ed-9447-b4055d63f15c","9658f192-3b10-11ed-9447-b4055d63f15c","国械注准20223171152","基台及附件","江苏人冠医疗科技有限公司","江苏人冠医疗科技有限公司","c4e4d55b-3e2a-11ed-9447-b4055d63f15c","基台及附件-直基台","粘接基台 RP φ6×4mm 4mm","2124640","TC4ELI","C0702021380100112144","C07020213801001121440000126"]
[255,"S13310001","Regrown骨水平种植体","四级纯钛种植体产品系统","江苏人冠医疗科技有限公司","江苏人冠医疗科技有限公司","修复基台（单牙）","国械注准20223171152","基台及附件",null,"包含注册证下相关部件纯钛或钛合金材质","适用于单牙种植修复基台、材质为纯钛或钛合金","个",135,"d663bdfc-3e2a-11ed-9447-b4055d63f15c","9658f192-3b10-11ed-9447-b4055d63f15c","国械注准20223171152","基台及附件","江苏人冠医疗科技有限公司","江苏人冠医疗科技有限公司","c4e4d55b-3e2a-11ed-9447-b4055d63f15c","基台及附件-直基台","粘接基台 RP φ6×2mm 7mm","2121820A","TC4ELI","C0702021380100112144","C07020213801001121440000127"]
[255,"S13310001","Regrown骨水平种植体","四级纯钛种植体产品系统","江苏人冠医疗科技有限公司","江苏人冠医疗科技有限公司","修复基台（单牙）","国械注准20223171152","基台及附件",null,"包含注册证下相关部件纯钛或钛合金材质","适用于单牙种植修复基台、材质为纯钛或钛合金","个",135,"d663c23a-3e2a-11ed-9447-b4055d63f15c","9658f192-3b10-11ed-9447-b4055d63f15c","国械注准20223171152","基台及附件","江苏人冠医疗科技有限公司","江苏人冠医疗科技有限公司","c4e4d55b-3e2a-11ed-9447-b4055d63f15c","基台及附件-直基台","粘接基台 RP φ7×4mm 5.5mm","2121940A","TC4ELI","C0702021380100112144","C07020213801001121440000128"]
[255,"S13310001","Regrown骨水平种植体","四级纯钛种植体产品系统","江苏人冠医疗科技有限公司","江苏人冠医疗科技有限公司","修复基台（单牙）","国械注准20223171152","基台及附件",null,"包含注册证下相关部件纯钛或钛合金材质","适用于单牙种植修复基台、材质为纯钛或钛合金","个",135,"d663c692-3e2a-11ed-9447-b4055d63f15c","9658f192-3b10-11ed-9447-b4055d63f15c","国械注准20223171152","基台及附件","江苏人冠医疗科技有限公司","江苏人冠医疗科技有限公司","c4e4d55b-3e2a-11ed-9447-b4055d63f15c","基台及附件-直基台","粘接基台 RP φ4.5×3mm 5.5mm","2121130A","TC4ELI","C0702021380100112144","C07020213801001121440000129"]
[255,"S13310001","Regrown骨水平种植体","四级纯钛种植体产品系统","江苏人冠医疗科技有限公司","江苏人冠医疗科技有限公司","修复基台（单牙）","国械注准20223171152","基台及附件",null,"包含注册证下相关部件纯钛或钛合金材质","适用于单牙种植修复基台、材质为纯钛或钛合金","个",135,"d663d9be-3e2a-11ed-9447-b4055d63f15c","9658f192-3b10-11ed-9447-b4055d63f15c","国械注准20223171152","基台及附件","江苏人冠医疗科技有限公司","江苏人冠医疗科技有限公司","c4e4d55b-3e2a-11ed-9447-b4055d63f15c","基台及附件-直基台","粘接基台 RP φ6×3mm 7mm","2121830A","TC4ELI","C0702021380100112144","C07020213801001121440000130"]
[255,"S13310001","Regrown骨水平种植体","四级纯钛种植体产品系统","江苏人冠医疗科技有限公司","江苏人冠医疗科技有限公司","修复基台（单牙）","国械注准20223171152","基台及附件",null,"包含注册证下相关部件纯钛或钛合金材质","适用于单牙种植修复基台、材质为纯钛或钛合金","个",135,"d663df3d-3e2a-11ed-9447-b4055d63f15c","9658f192-3b10-11ed-9447-b4055d63f15c","国械注准20223171152","基台及附件","江苏人冠医疗科技有限公司","江苏人冠医疗科技有限公司","c4e4d55b-3e2a-11ed-9447-b4055d63f15c","基台及附件-直基台","粘接基台 RP φ5×3mm 5.5mm","2121430A","TC4ELI","C0702021380100112144","C07020213801001121440000131"]
[255,"S13310001","Regrown骨水平种植体","四级纯钛种植体产品系统","江苏人冠医疗科技有限公司","江苏人冠医疗科技有限公司","修复基台（单牙）","国械注准20223171152","基台及附件",null,"包含注册证下相关部件纯钛或钛合金材质","适用于单牙种植修复基台、材质为纯钛或钛合金","个",135,"d663e4a8-3e2a-11ed-9447-b4055d63f15c","9658f192-3b10-11ed-9447-b4055d63f15c","国械注准20223171152","基台及附件","江苏人冠医疗科技有限公司","江苏人冠医疗科技有限公司","c4e4d55b-3e2a-11ed-9447-b4055d63f15c","基台及附件-直基台","粘接基台 RP φ4.5×3mm 7mm","2121230A","TC4ELI","C0702021380100112144","C07020213801001121440000132"]
[255,"S13310001","Regrown骨水平种植体","四级纯钛种植体产品系统","江苏人冠医疗科技有限公司","江苏人冠医疗科技有限公司","修复基台（单牙）","国械注准20223171152","基台及附件",null,"包含注册证下相关部件纯钛或钛合金材质","适用于单牙种植修复基台、材质为纯钛或钛合金","个",135,"d663ea26-3e2a-11ed-9447-b4055d63f15c","9658f192-3b10-11ed-9447-b4055d63f15c","国械注准20223171152","基台及附件","江苏人冠医疗科技有限公司","江苏人冠医疗科技有限公司","c4e4d55b-3e2a-11ed-9447-b4055d63f15c","基台及附件-直基台","粘接基台 RP φ5×5mm 7mm","2124550","TC4ELI","C0702021380100112144","C07020213801001121440000133"]
[255,"S13310001","Regrown骨水平种植体","四级纯钛种植体产品系统","江苏人冠医疗科技有限公司","江苏人冠医疗科技有限公司","修复基台（单牙）","国械注准20223171152","基台及附件",null,"包含注册证下相关部件纯钛或钛合金材质","适用于单牙种植修复基台、材质为纯钛或钛合金","个",135,"d663f004-3e2a-11ed-9447-b4055d63f15c","9658f192-3b10-11ed-9447-b4055d63f15c","国械注准20223171152","基台及附件","江苏人冠医疗科技有限公司","江苏人冠医疗科技有限公司","c4e4d55b-3e2a-11ed-9447-b4055d63f15c","基台及附件-直基台","直基台A型 NP 3mm 4mm","2150420","TC4ELI","C0702021380100112144","C07020213801001121440000134"]
[255,"S13310001","Regrown骨水平种植体","四级纯钛种植体产品系统","江苏人冠医疗科技有限公司","江苏人冠医疗科技有限公司","修复基台（单牙）","国械注准20223171152","基台及附件",null,"包含注册证下相关部件纯钛或钛合金材质","适用于单牙种植修复基台、材质为纯钛或钛合金","个",135,"d6640d78-3e2a-11ed-9447-b4055d63f15c","9658f192-3b10-11ed-9447-b4055d63f15c","国械注准20223171152","基台及附件","江苏人冠医疗科技有限公司","江苏人冠医疗科技有限公司","c4e4d55b-3e2a-11ed-9447-b4055d63f15c","基台及附件-直基台","粘接基台 RP φ4.5×2mm 5.5mm","2121120A","TC4ELI","C0702021380100112144","C07020213801001121440000135"]
[255,"S13310001","Regrown骨水平种植体","四级纯钛种植体产品系统","江苏人冠医疗科技有限公司","江苏人冠医疗科技有限公司","修复基台（单牙）","国械注准20223171152","基台及附件",null,"包含注册证下相关部件纯钛或钛合金材质","适用于单牙种植修复基台、材质为纯钛或钛合金","个",135,"d6641aa8-3e2a-11ed-9447-b4055d63f15c","9658f192-3b10-11ed-9447-b4055d63f15c","国械注准20223171152","基台及附件","江苏人冠医疗科技有限公司","江苏人冠医疗科技有限公司","c4e4d55b-3e2a-11ed-9447-b4055d63f15c","基台及附件-直基台","粘接基台 RP φ5×3mm 7mm","2121530A","TC4ELI","C0702021380100112144","C07020213801001121440000136"]
[255,"S13310001","Regrown骨水平种植体","四级纯钛种植体产品系统","江苏人冠医疗科技有限公司","江苏人冠医疗科技有限公司","修复基台（单牙）","国械注准20223171152","基台及附件",null,"包含注册证下相关部件纯钛或钛合金材质","适用于单牙种植修复基台、材质为纯钛或钛合金","个",135,"d6642ea4-3e2a-11ed-9447-b4055d63f15c","9658f192-3b10-11ed-9447-b4055d63f15c","国械注准20223171152","基台及附件","江苏人冠医疗科技有限公司","江苏人冠医疗科技有限公司","c4e4d55b-3e2a-11ed-9447-b4055d63f15c","基台及附件-直基台","粘接基台 RP φ4.5×5mm 5.5mm","2121150A","TC4ELI","C0702021380100112144","C07020213801001121440000138"]
[255,"S13310001","Regrown骨水平种植体","四级纯钛种植体产品系统","江苏人冠医疗科技有限公司","江苏人冠医疗科技有限公司","修复基台（单牙）","国械注准20223171152","基台及附件",null,"包含注册证下相关部件纯钛或钛合金材质","适用于单牙种植修复基台、材质为纯钛或钛合金","个",135,"d6644634-3e2a-11ed-9447-b4055d63f15c","9658f192-3b10-11ed-9447-b4055d63f15c","国械注准20223171152","基台及附件","江苏人冠医疗科技有限公司","江苏人冠医疗科技有限公司","c4e4d55b-3e2a-11ed-9447-b4055d63f15c","基台及附件-直基台","粘接基台 RP φ6×1mm 7mm","2124810","TC4ELI","C0702021380100112144","C07020213801001121440000139"]
[255,"S13310001","Regrown骨水平种植体","四级纯钛种植体产品系统","江苏人冠医疗科技有限公司","江苏人冠医疗科技有限公司","修复基台（单牙）","国械注准20223171152","基台及附件",null,"包含注册证下相关部件纯钛或钛合金材质","适用于单牙种植修复基台、材质为纯钛或钛合金","个",135,"d664538d-3e2a-11ed-9447-b4055d63f15c","9658f192-3b10-11ed-9447-b4055d63f15c","国械注准20223171152","基台及附件","江苏人冠医疗科技有限公司","江苏人冠医疗科技有限公司","c4e4d55b-3e2a-11ed-9447-b4055d63f15c","基台及附件-直基台","粘接基台 RP φ4.5×2mm 7mm","2124220","TC4ELI","C0702021380100112144","C07020213801001121440000140"]
[255,"S13310001","Regrown骨水平种植体","四级纯钛种植体产品系统","江苏人冠医疗科技有限公司","江苏人冠医疗科技有限公司","修复基台（单牙）","国械注准20223171152","基台及附件",null,"包含注册证下相关部件纯钛或钛合金材质","适用于单牙种植修复基台、材质为纯钛或钛合金","个",135,"d66475fa-3e2a-11ed-9447-b4055d63f15c","9658f192-3b10-11ed-9447-b4055d63f15c","国械注准20223171152","基台及附件","江苏人冠医疗科技有限公司","江苏人冠医疗科技有限公司","c4e4d55b-3e2a-11ed-9447-b4055d63f15c","基台及附件-直基台","直基台A型 RP 宽3mm 4mm","2150540","TC4ELI","C0702021380100112144","C07020213801001121440000141"]
[255,"S13310001","Regrown骨水平种植体","四级纯钛种植体产品系统","江苏人冠医疗科技有限公司","江苏人冠医疗科技有限公司","修复基台（单牙）","国械注准20223171152","基台及附件",null,"包含注册证下相关部件纯钛或钛合金材质","适用于单牙种植修复基台、材质为纯钛或钛合金","个",135,"d6648df1-3e2a-11ed-9447-b4055d63f15c","9658f192-3b10-11ed-9447-b4055d63f15c","国械注准20223171152","基台及附件","江苏人冠医疗科技有限公司","江苏人冠医疗科技有限公司","c4e4d55b-3e2a-11ed-9447-b4055d63f15c","基台及附件-直基台","粘接基台 RP φ6×3mm 7mm","2124830","TC4ELI","C0702021380100112144","C07020213801001121440000142"]
[255,"S13310001","Regrown骨水平种植体","四级纯钛种植体产品系统","江苏人冠医疗科技有限公司","江苏人冠医疗科技有限公司","修复基台（单牙）","国械注准20223171152","基台及附件",null,"包含注册证下相关部件纯钛或钛合金材质","适用于单牙种植修复基台、材质为纯钛或钛合金","个",135,"d66498d2-3e2a-11ed-9447-b4055d63f15c","9658f192-3b10-11ed-9447-b4055d63f15c","国械注准20223171152","基台及附件","江苏人冠医疗科技有限公司","江苏人冠医疗科技有限公司","c4e4d55b-3e2a-11ed-9447-b4055d63f15c","基台及附件-直基台","直基台A型RP 3mm 4mm","2150220A","TC4ELI","C0702021380100112144","C07020213801001121440000143"]
[255,"S13310001","Regrown骨水平种植体","四级纯钛种植体产品系统","江苏人冠医疗科技有限公司","江苏人冠医疗科技有限公司","修复基台（单牙）","国械注准20223171152","基台及附件",null,"包含注册证下相关部件纯钛或钛合金材质","适用于单牙种植修复基台、材质为纯钛或钛合金","个",135,"d664a541-3e2a-11ed-9447-b4055d63f15c","9658f192-3b10-11ed-9447-b4055d63f15c","国械注准20223171152","基台及附件","江苏人冠医疗科技有限公司","江苏人冠医疗科技有限公司","c4e4d55b-3e2a-11ed-9447-b4055d63f15c","基台及附件-直基台","粘接基台 RP φ6×4mm 5.5mm","2124740","TC4ELI","C0702021380100112144","C07020213801001121440000144"]
[255,"S13310001","Regrown骨水平种植体","四级纯钛种植体产品系统","江苏人冠医疗科技有限公司","江苏人冠医疗科技有限公司","修复基台（单牙）","国械注准20223171152","基台及附件",null,"包含注册证下相关部件纯钛或钛合金材质","适用于单牙种植修复基台、材质为纯钛或钛合金","个",135,"d664a827-3e2a-11ed-9447-b4055d63f15c","9658f192-3b10-11ed-9447-b4055d63f15c","国械注准20223171152","基台及附件","江苏人冠医疗科技有限公司","江苏人冠医疗科技有限公司","c4e4d55b-3e2a-11ed-9447-b4055d63f15c","基台及附件-直基台","直基台A型 RP 宽 1.5mm 4mm","2150230A","TC4ELI","C0702021380100112144","C07020213801001121440000145"]
[255,"S13310001","Regrown骨水平种植体","四级纯钛种植体产品系统","江苏人冠医疗科技有限公司","江苏人冠医疗科技有限公司","修复基台（单牙）","国械注准20223171152","基台及附件",null,"包含注册证下相关部件纯钛或钛合金材质","适用于单牙种植修复基台、材质为纯钛或钛合金","个",135,"d664aaff-3e2a-11ed-9447-b4055d63f15c","9658f192-3b10-11ed-9447-b4055d63f15c","国械注准20223171152","基台及附件","江苏人冠医疗科技有限公司","江苏人冠医疗科技有限公司","c4e4d55b-3e2a-11ed-9447-b4055d63f15c","基台及附件-直基台","直基台 A型NP 1.5mm 5.5mm","2150130A","TC4ELI","C0702021380100112144","C07020213801001121440000146"]
[255,"S13310001","Regrown骨水平种植体","四级纯钛种植体产品系统","江苏人冠医疗科技有限公司","江苏人冠医疗科技有限公司","修复基台（单牙）","国械注准20223171152","基台及附件",null,"包含注册证下相关部件纯钛或钛合金材质","适用于单牙种植修复基台、材质为纯钛或钛合金","个",135,"d664b74d-3e2a-11ed-9447-b4055d63f15c","9658f192-3b10-11ed-9447-b4055d63f15c","国械注准20223171152","基台及附件","江苏人冠医疗科技有限公司","江苏人冠医疗科技有限公司","c4e4d55b-3e2a-11ed-9447-b4055d63f15c","基台及附件-直基台","基底 NP 3mm","2130120","TC4ELI","C0702021380100112144","C07020213801001121440000147"]
[255,"S13310001","Regrown骨水平种植体","四级纯钛种植体产品系统","江苏人冠医疗科技有限公司","江苏人冠医疗科技有限公司","修复基台（单牙）","国械注准20223171152","基台及附件",null,"包含注册证下相关部件纯钛或钛合金材质","适用于单牙种植修复基台、材质为纯钛或钛合金","个",135,"d664ba30-3e2a-11ed-9447-b4055d63f15c","9658f192-3b10-11ed-9447-b4055d63f15c","国械注准20223171152","基台及附件","江苏人冠医疗科技有限公司","江苏人冠医疗科技有限公司","c4e4d55b-3e2a-11ed-9447-b4055d63f15c","基台及附件-直基台","粘接基台 RP φ5×4mm 5.5mm","2121440A","TC4ELI","C0702021380100112144","C07020213801001121440000148"]
[255,"S13310001","Regrown骨水平种植体","四级纯钛种植体产品系统","江苏人冠医疗科技有限公司","江苏人冠医疗科技有限公司","修复基台（单牙）","国械注准20223171152","基台及附件",null,"包含注册证下相关部件纯钛或钛合金材质","适用于单牙种植修复基台、材质为纯钛或钛合金","个",135,"d664bd0b-3e2a-11ed-9447-b4055d63f15c","9658f192-3b10-11ed-9447-b4055d63f15c","国械注准20223171152","基台及附件","江苏人冠医疗科技有限公司","江苏人冠医疗科技有限公司","c4e4d55b-3e2a-11ed-9447-b4055d63f15c","基台及附件-直基台","粘接基台 RP φ6×3mm 4mm","2121630A","TC4ELI","C0702021380100112144","C07020213801001121440000149"]
[255,"S13310001","Regrown骨水平种植体","四级纯钛种植体产品系统","江苏人冠医疗科技有限公司","江苏人冠医疗科技有限公司","修复基台（单牙）","国械注准20223171152","基台及附件",null,"包含注册证下相关部件纯钛或钛合金材质","适用于单牙种植修复基台、材质为纯钛或钛合金","个",135,"d664c02d-3e2a-11ed-9447-b4055d63f15c","9658f192-3b10-11ed-9447-b4055d63f15c","国械注准20223171152","基台及附件","江苏人冠医疗科技有限公司","江苏人冠医疗科技有限公司","c4e4d55b-3e2a-11ed-9447-b4055d63f15c","基台及附件-直基台","粘接基台 RP φ6×5mm 7mm","2121850A","TC4ELI","C0702021380100112144","C07020213801001121440000150"]
[255,"S13310001","Regrown骨水平种植体","四级纯钛种植体产品系统","江苏人冠医疗科技有限公司","江苏人冠医疗科技有限公司","修复基台（单牙）","国械注准20223171152","基台及附件",null,"包含注册证下相关部件纯钛或钛合金材质","适用于单牙种植修复基台、材质为纯钛或钛合金","个",135,"d664f1a6-3e2a-11ed-9447-b4055d63f15c","9658f192-3b10-11ed-9447-b4055d63f15c","国械注准20223171152","基台及附件","江苏人冠医疗科技有限公司","江苏人冠医疗科技有限公司","c4e4d55b-3e2a-11ed-9447-b4055d63f15c","基台及附件-直基台","粘接基台 RP φ5×1mm 7mm","2124510","TC4ELI","C0702021380100112144","C07020213801001121440000151"]
[255,"S13310001","Regrown骨水平种植体","四级纯钛种植体产品系统","江苏人冠医疗科技有限公司","江苏人冠医疗科技有限公司","修复基台（单牙）","国械注准20223171152","基台及附件",null,"包含注册证下相关部件纯钛或钛合金材质","适用于单牙种植修复基台、材质为纯钛或钛合金","个",135,"d664fc1c-3e2a-11ed-9447-b4055d63f15c","9658f192-3b10-11ed-9447-b4055d63f15c","国械注准20223171152","基台及附件","江苏人冠医疗科技有限公司","江苏人冠医疗科技有限公司","c4e4d55b-3e2a-11ed-9447-b4055d63f15c","基台及附件-直基台","粘接基台 NP φ4.5×2mm 7mm","2123220","TC4ELI","C0702021380100112144","C07020213801001121440000152"]
[255,"S13310001","Regrown骨水平种植体","四级纯钛种植体产品系统","江苏人冠医疗科技有限公司","江苏人冠医疗科技有限公司","修复基台（单牙）","国械注准20223171152","基台及附件",null,"包含注册证下相关部件纯钛或钛合金材质","适用于单牙种植修复基台、材质为纯钛或钛合金","个",135,"d6650d17-3e2a-11ed-9447-b4055d63f15c","9658f192-3b10-11ed-9447-b4055d63f15c","国械注准20223171152","基台及附件","江苏人冠医疗科技有限公司","江苏人冠医疗科技有限公司","c4e4d55b-3e2a-11ed-9447-b4055d63f15c","基台及附件-直基台","粘接基台 RP φ6×4mm 4mm","2121640A","TC4ELI","C0702021380100112144","C07020213801001121440000153"]
[255,"S13310001","Regrown骨水平种植体","四级纯钛种植体产品系统","江苏人冠医疗科技有限公司","江苏人冠医疗科技有限公司","修复基台（单牙）","国械注准20223171152","基台及附件",null,"包含注册证下相关部件纯钛或钛合金材质","适用于单牙种植修复基台、材质为纯钛或钛合金","个",135,"d6651185-3e2a-11ed-9447-b4055d63f15c","9658f192-3b10-11ed-9447-b4055d63f15c","国械注准20223171152","基台及附件","江苏人冠医疗科技有限公司","江苏人冠医疗科技有限公司","c4e4d55b-3e2a-11ed-9447-b4055d63f15c","基台及附件-直基台","粘接基台 RP φ5×4mm 4mm","2124340","TC4ELI","C0702021380100112144","C07020213801001121440000154"]
[255,"S13310001","Regrown骨水平种植体","四级纯钛种植体产品系统","江苏人冠医疗科技有限公司","江苏人冠医疗科技有限公司","修复基台（单牙）","国械注准20223171152","基台及附件",null,"包含注册证下相关部件纯钛或钛合金材质","适用于单牙种植修复基台、材质为纯钛或钛合金","个",135,"d6652595-3e2a-11ed-9447-b4055d63f15c","9658f192-3b10-11ed-9447-b4055d63f15c","国械注准20223171152","基台及附件","江苏人冠医疗科技有限公司","江苏人冠医疗科技有限公司","c4e4d55b-3e2a-11ed-9447-b4055d63f15c","基台及附件-直基台","粘接基台 RP φ4.5×1mm 5.5mm","2121110A","TC4ELI","C0702021380100112144","C07020213801001121440000155"]
[255,"S13310001","Regrown骨水平种植体","四级纯钛种植体产品系统","江苏人冠医疗科技有限公司","江苏人冠医疗科技有限公司","修复基台（单牙）","国械注准20223171152","基台及附件",null,"包含注册证下相关部件纯钛或钛合金材质","适用于单牙种植修复基台、材质为纯钛或钛合金","个",135,"d665297b-3e2a-11ed-9447-b4055d63f15c","9658f192-3b10-11ed-9447-b4055d63f15c","国械注准20223171152","基台及附件","江苏人冠医疗科技有限公司","江苏人冠医疗科技有限公司","c4e4d55b-3e2a-11ed-9447-b4055d63f15c","基台及附件-直基台","直基台A型 RP 1.5mm 5.5mm","2150550","TC4ELI","C0702021380100112144","C07020213801001121440000156"]
[255,"S13310001","Regrown骨水平种植体","四级纯钛种植体产品系统","江苏人冠医疗科技有限公司","江苏人冠医疗科技有限公司","修复基台（单牙）","国械注准20223171152","基台及附件",null,"包含注册证下相关部件纯钛或钛合金材质","适用于单牙种植修复基台、材质为纯钛或钛合金","个",135,"d6653c5a-3e2a-11ed-9447-b4055d63f15c","9658f192-3b10-11ed-9447-b4055d63f15c","国械注准20223171152","基台及附件","江苏人冠医疗科技有限公司","江苏人冠医疗科技有限公司","c4e4d55b-3e2a-11ed-9447-b4055d63f15c","基台及附件-直基台","基底 RP 1.5mm","2130210","TC4ELI","C0702021380100112144","C07020213801001121440000158"]
[255,"S13310001","Regrown骨水平种植体","四级纯钛种植体产品系统","江苏人冠医疗科技有限公司","江苏人冠医疗科技有限公司","修复基台（单牙）","国械注准20223171152","基台及附件",null,"包含注册证下相关部件纯钛或钛合金材质","适用于单牙种植修复基台、材质为纯钛或钛合金","个",135,"d6654a43-3e2a-11ed-9447-b4055d63f15c","9658f192-3b10-11ed-9447-b4055d63f15c","国械注准20223171152","基台及附件","江苏人冠医疗科技有限公司","江苏人冠医疗科技有限公司","c4e4d55b-3e2a-11ed-9447-b4055d63f15c","基台及附件-直基台","粘接基台 RP φ4.5×1mm 7mm","2121210A","TC4ELI","C0702021380100112144","C07020213801001121440000159"]
[255,"S13310001","Regrown骨水平种植体","四级纯钛种植体产品系统","江苏人冠医疗科技有限公司","江苏人冠医疗科技有限公司","修复基台（单牙）","国械注准20223171152","基台及附件",null,"包含注册证下相关部件纯钛或钛合金材质","适用于单牙种植修复基台、材质为纯钛或钛合金","个",135,"d66554ea-3e2a-11ed-9447-b4055d63f15c","9658f192-3b10-11ed-9447-b4055d63f15c","国械注准20223171152","基台及附件","江苏人冠医疗科技有限公司","江苏人冠医疗科技有限公司","c4e4d55b-3e2a-11ed-9447-b4055d63f15c","基台及附件-直基台","粘接基台 RP φ7×4mm 5.5mm","2124940","TC4ELI","C0702021380100112144","C07020213801001121440000160"]
[255,"S13310001","Regrown骨水平种植体","四级纯钛种植体产品系统","江苏人冠医疗科技有限公司","江苏人冠医疗科技有限公司","修复基台（单牙）","国械注准20223171152","基台及附件",null,"包含注册证下相关部件纯钛或钛合金材质","适用于单牙种植修复基台、材质为纯钛或钛合金","个",135,"d6655954-3e2a-11ed-9447-b4055d63f15c","9658f192-3b10-11ed-9447-b4055d63f15c","国械注准20223171152","基台及附件","江苏人冠医疗科技有限公司","江苏人冠医疗科技有限公司","c4e4d55b-3e2a-11ed-9447-b4055d63f15c","基台及附件-直基台","直基台A型 RP宽3mm 5.5mm","2150580","TC4ELI","C0702021380100112144","C07020213801001121440000161"]
[255,"S13310001","Regrown骨水平种植体","四级纯钛种植体产品系统","江苏人冠医疗科技有限公司","江苏人冠医疗科技有限公司","修复基台（单牙）","国械注准20223171152","基台及附件",null,"包含注册证下相关部件纯钛或钛合金材质","适用于单牙种植修复基台、材质为纯钛或钛合金","个",135,"d66568dc-3e2a-11ed-9447-b4055d63f15c","9658f192-3b10-11ed-9447-b4055d63f15c","国械注准20223171152","基台及附件","江苏人冠医疗科技有限公司","江苏人冠医疗科技有限公司","c4e4d55b-3e2a-11ed-9447-b4055d63f15c","基台及附件-直基台","粘接基台 RP φ4.5×5mm 5.5mm","2124150","TC4ELI","C0702021380100112144","C07020213801001121440000162"]
[255,"S13310001","Regrown骨水平种植体","四级纯钛种植体产品系统","江苏人冠医疗科技有限公司","江苏人冠医疗科技有限公司","修复基台（单牙）","国械注准20223171152","基台及附件",null,"包含注册证下相关部件纯钛或钛合金材质","适用于单牙种植修复基台、材质为纯钛或钛合金","个",135,"d66573c1-3e2a-11ed-9447-b4055d63f15c","9658f192-3b10-11ed-9447-b4055d63f15c","国械注准20223171152","基台及附件","江苏人冠医疗科技有限公司","江苏人冠医疗科技有限公司","c4e4d55b-3e2a-11ed-9447-b4055d63f15c","基台及附件-直基台","粘接基台 RP φ6×3mm 5.5mm","2124730","TC4ELI","C0702021380100112144","C07020213801001121440000163"]
[255,"S13310001","Regrown骨水平种植体","四级纯钛种植体产品系统","江苏人冠医疗科技有限公司","江苏人冠医疗科技有限公司","修复基台（单牙）","国械注准20223171152","基台及附件",null,"包含注册证下相关部件纯钛或钛合金材质","适用于单牙种植修复基台、材质为纯钛或钛合金","个",135,"d66576b4-3e2a-11ed-9447-b4055d63f15c","9658f192-3b10-11ed-9447-b4055d63f15c","国械注准20223171152","基台及附件","江苏人冠医疗科技有限公司","江苏人冠医疗科技有限公司","c4e4d55b-3e2a-11ed-9447-b4055d63f15c","基台及附件-直基台","直基台A型RP宽1.5mm 5.5mm","2150570","TC4ELI","C0702021380100112144","C07020213801001121440000164"]
[255,"S13310001","Regrown骨水平种植体","四级纯钛种植体产品系统","江苏人冠医疗科技有限公司","江苏人冠医疗科技有限公司","修复基台（单牙）","国械注准20223171152","基台及附件",null,"包含注册证下相关部件纯钛或钛合金材质","适用于单牙种植修复基台、材质为纯钛或钛合金","个",135,"d6657998-3e2a-11ed-9447-b4055d63f15c","9658f192-3b10-11ed-9447-b4055d63f15c","国械注准20223171152","基台及附件","江苏人冠医疗科技有限公司","江苏人冠医疗科技有限公司","c4e4d55b-3e2a-11ed-9447-b4055d63f15c","基台及附件-直基台","粘接基台 NP φ4.5×4mm 7mm","2123240","TC4ELI","C0702021380100112144","C07020213801001121440000165"]
[255,"S13310001","Regrown骨水平种植体","四级纯钛种植体产品系统","江苏人冠医疗科技有限公司","江苏人冠医疗科技有限公司","修复基台（单牙）","国械注准20223171152","基台及附件",null,"包含注册证下相关部件纯钛或钛合金材质","适用于单牙种植修复基台、材质为纯钛或钛合金","个",135,"d6657c9c-3e2a-11ed-9447-b4055d63f15c","9658f192-3b10-11ed-9447-b4055d63f15c","国械注准20223171152","基台及附件","江苏人冠医疗科技有限公司","江苏人冠医疗科技有限公司","c4e4d55b-3e2a-11ed-9447-b4055d63f15c","基台及附件-直基台","直基台B型RP 1.5mm","2110210A","TC4ELI","C0702021380100112144","C07020213801001121440000166"]
[255,"S13310001","Regrown骨水平种植体","四级纯钛种植体产品系统","江苏人冠医疗科技有限公司","江苏人冠医疗科技有限公司","修复基台（单牙）","国械注准20223171152","基台及附件",null,"包含注册证下相关部件纯钛或钛合金材质","适用于单牙种植修复基台、材质为纯钛或钛合金","个",135,"d6657faa-3e2a-11ed-9447-b4055d63f15c","9658f192-3b10-11ed-9447-b4055d63f15c","国械注准20223171152","基台及附件","江苏人冠医疗科技有限公司","江苏人冠医疗科技有限公司","c4e4d55b-3e2a-11ed-9447-b4055d63f15c","基台及附件-直基台","粘接基台 RP φ4.5×5mm 7mm","2121250A","TC4ELI","C0702021380100112144","C07020213801001121440000167"]
[255,"S13310001","Regrown骨水平种植体","四级纯钛种植体产品系统","江苏人冠医疗科技有限公司","江苏人冠医疗科技有限公司","修复基台（单牙）","国械注准20223171152","基台及附件",null,"包含注册证下相关部件纯钛或钛合金材质","适用于单牙种植修复基台、材质为纯钛或钛合金","个",135,"d66582ee-3e2a-11ed-9447-b4055d63f15c","9658f192-3b10-11ed-9447-b4055d63f15c","国械注准20223171152","基台及附件","江苏人冠医疗科技有限公司","江苏人冠医疗科技有限公司","c4e4d55b-3e2a-11ed-9447-b4055d63f15c","基台及附件-直基台","粘接基台 RP φ6×1mm 4mm","2121610A","TC4ELI","C0702021380100112144","C07020213801001121440000168"]
[255,"S13310001","Regrown骨水平种植体","四级纯钛种植体产品系统","江苏人冠医疗科技有限公司","江苏人冠医疗科技有限公司","修复基台（单牙）","国械注准20223171152","基台及附件",null,"包含注册证下相关部件纯钛或钛合金材质","适用于单牙种植修复基台、材质为纯钛或钛合金","个",135,"d6658fe7-3e2a-11ed-9447-b4055d63f15c","9658f192-3b10-11ed-9447-b4055d63f15c","国械注准20223171152","基台及附件","江苏人冠医疗科技有限公司","江苏人冠医疗科技有限公司","c4e4d55b-3e2a-11ed-9447-b4055d63f15c","基台及附件-直基台","粘接基台 NP φ4.5×3mm 5.5mm","2123130","TC4ELI","C0702021380100112144","C07020213801001121440000169"]
[255,"S13310001","Regrown骨水平种植体","四级纯钛种植体产品系统","江苏人冠医疗科技有限公司","江苏人冠医疗科技有限公司","修复基台（单牙）","国械注准20223171152","基台及附件",null,"包含注册证下相关部件纯钛或钛合金材质","适用于单牙种植修复基台、材质为纯钛或钛合金","个",135,"d665935c-3e2a-11ed-9447-b4055d63f15c","9658f192-3b10-11ed-9447-b4055d63f15c","国械注准20223171152","基台及附件","江苏人冠医疗科技有限公司","江苏人冠医疗科技有限公司","c4e4d55b-3e2a-11ed-9447-b4055d63f15c","基台及附件-直基台","粘接基台 RP φ4.5×4mm 5.5mm","2121140A","TC4ELI","C0702021380100112144","C07020213801001121440000170"]
[255,"S13310001","Regrown骨水平种植体","四级纯钛种植体产品系统","江苏人冠医疗科技有限公司","江苏人冠医疗科技有限公司","修复基台（单牙）","国械注准20223171152","基台及附件",null,"包含注册证下相关部件纯钛或钛合金材质","适用于单牙种植修复基台、材质为纯钛或钛合金","个",135,"d66596eb-3e2a-11ed-9447-b4055d63f15c","9658f192-3b10-11ed-9447-b4055d63f15c","国械注准20223171152","基台及附件","江苏人冠医疗科技有限公司","江苏人冠医疗科技有限公司","c4e4d55b-3e2a-11ed-9447-b4055d63f15c","基台及附件-直基台","粘接基台 NP φ4.5×1mm 5.5mm","2123110","TC4ELI","C0702021380100112144","C07020213801001121440000171"]
[255,"S13310001","Regrown骨水平种植体","四级纯钛种植体产品系统","江苏人冠医疗科技有限公司","江苏人冠医疗科技有限公司","修复基台（单牙）","国械注准20223171152","基台及附件",null,"包含注册证下相关部件纯钛或钛合金材质","适用于单牙种植修复基台、材质为纯钛或钛合金","个",135,"d6659a7e-3e2a-11ed-9447-b4055d63f15c","9658f192-3b10-11ed-9447-b4055d63f15c","国械注准20223171152","基台及附件","江苏人冠医疗科技有限公司","江苏人冠医疗科技有限公司","c4e4d55b-3e2a-11ed-9447-b4055d63f15c","基台及附件-直基台","直基台A型 RP 3mm 5.5mm","2150260A","TC4ELI","C0702021380100112144","C07020213801001121440000172"]
[255,"S13310001","Regrown骨水平种植体","四级纯钛种植体产品系统","江苏人冠医疗科技有限公司","江苏人冠医疗科技有限公司","修复基台（单牙）","国械注准20223171152","基台及附件",null,"包含注册证下相关部件纯钛或钛合金材质","适用于单牙种植修复基台、材质为纯钛或钛合金","个",135,"d665a501-3e2a-11ed-9447-b4055d63f15c","9658f192-3b10-11ed-9447-b4055d63f15c","国械注准20223171152","基台及附件","江苏人冠医疗科技有限公司","江苏人冠医疗科技有限公司","c4e4d55b-3e2a-11ed-9447-b4055d63f15c","基台及附件-直基台","粘接基台 RP φ4.5×2mm 5.5mm","2124120","TC4ELI","C0702021380100112144","C07020213801001121440000173"]
[255,"S13310001","Regrown骨水平种植体","四级纯钛种植体产品系统","江苏人冠医疗科技有限公司","江苏人冠医疗科技有限公司","修复基台（单牙）","国械注准20223171152","基台及附件",null,"包含注册证下相关部件纯钛或钛合金材质","适用于单牙种植修复基台、材质为纯钛或钛合金","个",135,"d665a8db-3e2a-11ed-9447-b4055d63f15c","9658f192-3b10-11ed-9447-b4055d63f15c","国械注准20223171152","基台及附件","江苏人冠医疗科技有限公司","江苏人冠医疗科技有限公司","c4e4d55b-3e2a-11ed-9447-b4055d63f15c","基台及附件-直基台","粘接基台 RP φ6×4mm 7mm","2121840A","TC4ELI","C0702021380100112144","C07020213801001121440000174"]
[255,"S13310001","Regrown骨水平种植体","四级纯钛种植体产品系统","江苏人冠医疗科技有限公司","江苏人冠医疗科技有限公司","修复基台（单牙）","国械注准20223171152","基台及附件",null,"包含注册证下相关部件纯钛或钛合金材质","适用于单牙种植修复基台、材质为纯钛或钛合金","个",135,"d665ad05-3e2a-11ed-9447-b4055d63f15c","9658f192-3b10-11ed-9447-b4055d63f15c","国械注准20223171152","基台及附件","江苏人冠医疗科技有限公司","江苏人冠医疗科技有限公司","c4e4d55b-3e2a-11ed-9447-b4055d63f15c","基台及附件-直基台","粘接基台 RP φ5×5mm 7mm","2121550A","TC4ELI","C0702021380100112144","C07020213801001121440000175"]
[255,"S13310001","Regrown骨水平种植体","四级纯钛种植体产品系统","江苏人冠医疗科技有限公司","江苏人冠医疗科技有限公司","修复基台（单牙）","国械注准20223171152","基台及附件",null,"包含注册证下相关部件纯钛或钛合金材质","适用于单牙种植修复基台、材质为纯钛或钛合金","个",135,"d665b0fe-3e2a-11ed-9447-b4055d63f15c","9658f192-3b10-11ed-9447-b4055d63f15c","国械注准20223171152","基台及附件","江苏人冠医疗科技有限公司","江苏人冠医疗科技有限公司","c4e4d55b-3e2a-11ed-9447-b4055d63f15c","基台及附件-直基台","粘接基台 RP φ6×5mm 4mm","2124650","TC4ELI","C0702021380100112144","C07020213801001121440000176"]
[255,"S13310001","Regrown骨水平种植体","四级纯钛种植体产品系统","江苏人冠医疗科技有限公司","江苏人冠医疗科技有限公司","修复基台（单牙）","国械注准20223171152","基台及附件",null,"包含注册证下相关部件纯钛或钛合金材质","适用于单牙种植修复基台、材质为纯钛或钛合金","个",135,"d665bf6b-3e2a-11ed-9447-b4055d63f15c","9658f192-3b10-11ed-9447-b4055d63f15c","国械注准20223171152","基台及附件","江苏人冠医疗科技有限公司","江苏人冠医疗科技有限公司","c4e4d55b-3e2a-11ed-9447-b4055d63f15c","基台及附件-直基台","粘接基台 RP φ5×3mm 4mm","2124330","TC4ELI","C0702021380100112144","C07020213801001121440000177"]
[255,"S13310001","Regrown骨水平种植体","四级纯钛种植体产品系统","江苏人冠医疗科技有限公司","江苏人冠医疗科技有限公司","修复基台（单牙）","国械注准20223171152","基台及附件",null,"包含注册证下相关部件纯钛或钛合金材质","适用于单牙种植修复基台、材质为纯钛或钛合金","个",135,"d665c3a8-3e2a-11ed-9447-b4055d63f15c","9658f192-3b10-11ed-9447-b4055d63f15c","国械注准20223171152","基台及附件","江苏人冠医疗科技有限公司","江苏人冠医疗科技有限公司","c4e4d55b-3e2a-11ed-9447-b4055d63f15c","基台及附件-直基台","粘接基台 RP φ7×2mm 5.5mm","2121920A","TC4ELI","C0702021380100112144","C07020213801001121440000178"]
[255,"S13310001","Regrown骨水平种植体","四级纯钛种植体产品系统","江苏人冠医疗科技有限公司","江苏人冠医疗科技有限公司","修复基台（单牙）","国械注准20223171152","基台及附件",null,"包含注册证下相关部件纯钛或钛合金材质","适用于单牙种植修复基台、材质为纯钛或钛合金","个",135,"d665c7f4-3e2a-11ed-9447-b4055d63f15c","9658f192-3b10-11ed-9447-b4055d63f15c","国械注准20223171152","基台及附件","江苏人冠医疗科技有限公司","江苏人冠医疗科技有限公司","c4e4d55b-3e2a-11ed-9447-b4055d63f15c","基台及附件-直基台","粘接基台 RP φ5×1mm 4mm","2121310A","TC4ELI","C0702021380100112144","C07020213801001121440000179"]
[255,"S13310001","Regrown骨水平种植体","四级纯钛种植体产品系统","江苏人冠医疗科技有限公司","江苏人冠医疗科技有限公司","修复基台（单牙）","国械注准20223171152","基台及附件",null,"包含注册证下相关部件纯钛或钛合金材质","适用于单牙种植修复基台、材质为纯钛或钛合金","个",135,"d665d353-3e2a-11ed-9447-b4055d63f15c","9658f192-3b10-11ed-9447-b4055d63f15c","国械注准20223171152","基台及附件","江苏人冠医疗科技有限公司","江苏人冠医疗科技有限公司","c4e4d55b-3e2a-11ed-9447-b4055d63f15c","基台及附件-直基台","直基台B型NP 3mm","2112120","TC4ELI","C0702021380100112144","C07020213801001121440000180"]
[255,"S13310001","Regrown骨水平种植体","四级纯钛种植体产品系统","江苏人冠医疗科技有限公司","江苏人冠医疗科技有限公司","修复基台（单牙）","国械注准20223171152","基台及附件",null,"包含注册证下相关部件纯钛或钛合金材质","适用于单牙种植修复基台、材质为纯钛或钛合金","个",135,"d665d7ee-3e2a-11ed-9447-b4055d63f15c","9658f192-3b10-11ed-9447-b4055d63f15c","国械注准20223171152","基台及附件","江苏人冠医疗科技有限公司","江苏人冠医疗科技有限公司","c4e4d55b-3e2a-11ed-9447-b4055d63f15c","基台及附件-直基台","粘接基台 NP φ4.5×3mm 7mm","2123230","TC4ELI","C0702021380100112144","C07020213801001121440000181"]
[255,"S13310001","Regrown骨水平种植体","四级纯钛种植体产品系统","江苏人冠医疗科技有限公司","江苏人冠医疗科技有限公司","修复基台（单牙）","国械注准20223171152","基台及附件",null,"包含注册证下相关部件纯钛或钛合金材质","适用于单牙种植修复基台、材质为纯钛或钛合金","个",135,"d665f6f8-3e2a-11ed-9447-b4055d63f15c","9658f192-3b10-11ed-9447-b4055d63f15c","国械注准20223171152","基台及附件","江苏人冠医疗科技有限公司","江苏人冠医疗科技有限公司","c4e4d55b-3e2a-11ed-9447-b4055d63f15c","基台及附件-直基台","直基台B型RP 4.5mm","2110230A","TC4ELI","C0702021380100112144","C07020213801001121440000182"]
[255,"S13310001","Regrown骨水平种植体","四级纯钛种植体产品系统","江苏人冠医疗科技有限公司","江苏人冠医疗科技有限公司","修复基台（单牙）","国械注准20223171152","基台及附件",null,"包含注册证下相关部件纯钛或钛合金材质","适用于单牙种植修复基台、材质为纯钛或钛合金","个",135,"d665fdd2-3e2a-11ed-9447-b4055d63f15c","9658f192-3b10-11ed-9447-b4055d63f15c","国械注准20223171152","基台及附件","江苏人冠医疗科技有限公司","江苏人冠医疗科技有限公司","c4e4d55b-3e2a-11ed-9447-b4055d63f15c","基台及附件-直基台","粘接基台 RP φ7×5mm 5.5mm","2121950A","TC4ELI","C0702021380100112144","C07020213801001121440000183"]
[255,"S13310001","Regrown骨水平种植体","四级纯钛种植体产品系统","江苏人冠医疗科技有限公司","江苏人冠医疗科技有限公司","修复基台（单牙）","国械注准20223171152","基台及附件",null,"包含注册证下相关部件纯钛或钛合金材质","适用于单牙种植修复基台、材质为纯钛或钛合金","个",135,"d6660178-3e2a-11ed-9447-b4055d63f15c","9658f192-3b10-11ed-9447-b4055d63f15c","国械注准20223171152","基台及附件","江苏人冠医疗科技有限公司","江苏人冠医疗科技有限公司","c4e4d55b-3e2a-11ed-9447-b4055d63f15c","基台及附件-直基台","粘接基台 RP φ6×3mm 5.5mm","2121730A","TC4ELI","C0702021380100112144","C07020213801001121440000184"]
[255,"S13310001","Regrown骨水平种植体","四级纯钛种植体产品系统","江苏人冠医疗科技有限公司","江苏人冠医疗科技有限公司","修复基台（单牙）","国械注准20223171152","基台及附件",null,"包含注册证下相关部件纯钛或钛合金材质","适用于单牙种植修复基台、材质为纯钛或钛合金","个",135,"d6660c89-3e2a-11ed-9447-b4055d63f15c","9658f192-3b10-11ed-9447-b4055d63f15c","国械注准20223171152","基台及附件","江苏人冠医疗科技有限公司","江苏人冠医疗科技有限公司","c4e4d55b-3e2a-11ed-9447-b4055d63f15c","基台及附件-直基台","粘接基台 RP φ4.5×1mm 7mm","2124210","TC4ELI","C0702021380100112144","C07020213801001121440000185"]
[255,"S13310001","Regrown骨水平种植体","四级纯钛种植体产品系统","江苏人冠医疗科技有限公司","江苏人冠医疗科技有限公司","修复基台（单牙）","国械注准20223171152","基台及附件",null,"包含注册证下相关部件纯钛或钛合金材质","适用于单牙种植修复基台、材质为纯钛或钛合金","个",135,"d6660f7f-3e2a-11ed-9447-b4055d63f15c","9658f192-3b10-11ed-9447-b4055d63f15c","国械注准20223171152","基台及附件","江苏人冠医疗科技有限公司","江苏人冠医疗科技有限公司","c4e4d55b-3e2a-11ed-9447-b4055d63f15c","基台及附件-直基台","粘接基台 RP φ6×1mm 4mm","2124610","TC4ELI","C0702021380100112144","C07020213801001121440000186"]
[255,"S13310001","Regrown骨水平种植体","四级纯钛种植体产品系统","江苏人冠医疗科技有限公司","江苏人冠医疗科技有限公司","修复基台（单牙）","国械注准20223171152","基台及附件",null,"包含注册证下相关部件纯钛或钛合金材质","适用于单牙种植修复基台、材质为纯钛或钛合金","个",135,"d6661289-3e2a-11ed-9447-b4055d63f15c","9658f192-3b10-11ed-9447-b4055d63f15c","国械注准20223171152","基台及附件","江苏人冠医疗科技有限公司","江苏人冠医疗科技有限公司","c4e4d55b-3e2a-11ed-9447-b4055d63f15c","基台及附件-直基台","粘接基台 RP φ5×5mm 4mm","2121350A","TC4ELI","C0702021380100112144","C07020213801001121440000187"]
[255,"S13310001","Regrown骨水平种植体","四级纯钛种植体产品系统","江苏人冠医疗科技有限公司","江苏人冠医疗科技有限公司","修复基台（单牙）","国械注准20223171152","基台及附件",null,"包含注册证下相关部件纯钛或钛合金材质","适用于单牙种植修复基台、材质为纯钛或钛合金","个",135,"d6661ba2-3e2a-11ed-9447-b4055d63f15c","9658f192-3b10-11ed-9447-b4055d63f15c","国械注准20223171152","基台及附件","江苏人冠医疗科技有限公司","江苏人冠医疗科技有限公司","c4e4d55b-3e2a-11ed-9447-b4055d63f15c","基台及附件-直基台","直基台B型RP 4.5mm","2112230","TC4ELI","C0702021380100112144","C07020213801001121440000188"]
[255,"S13310001","Regrown骨水平种植体","四级纯钛种植体产品系统","江苏人冠医疗科技有限公司","江苏人冠医疗科技有限公司","修复基台（单牙）","国械注准20223171152","基台及附件",null,"包含注册证下相关部件纯钛或钛合金材质","适用于单牙种植修复基台、材质为纯钛或钛合金","个",135,"d6661f1b-3e2a-11ed-9447-b4055d63f15c","9658f192-3b10-11ed-9447-b4055d63f15c","国械注准20223171152","基台及附件","江苏人冠医疗科技有限公司","江苏人冠医疗科技有限公司","c4e4d55b-3e2a-11ed-9447-b4055d63f15c","基台及附件-直基台","粘接基台 RP φ4.5×1mm 5.5mm","2124110","TC4ELI","C0702021380100112144","C07020213801001121440000189"]
[255,"S13310001","Regrown骨水平种植体","四级纯钛种植体产品系统","江苏人冠医疗科技有限公司","江苏人冠医疗科技有限公司","修复基台（单牙）","国械注准20223171152","基台及附件",null,"包含注册证下相关部件纯钛或钛合金材质","适用于单牙种植修复基台、材质为纯钛或钛合金","个",135,"d66622d6-3e2a-11ed-9447-b4055d63f15c","9658f192-3b10-11ed-9447-b4055d63f15c","国械注准20223171152","基台及附件","江苏人冠医疗科技有限公司","江苏人冠医疗科技有限公司","c4e4d55b-3e2a-11ed-9447-b4055d63f15c","基台及附件-直基台","粘接基台 RP φ5×2mm 5.5mm","2124420","TC4ELI","C0702021380100112144","C07020213801001121440000190"]
[255,"S13310001","Regrown骨水平种植体","四级纯钛种植体产品系统","江苏人冠医疗科技有限公司","江苏人冠医疗科技有限公司","修复基台（单牙）","国械注准20223171152","基台及附件",null,"包含注册证下相关部件纯钛或钛合金材质","适用于单牙种植修复基台、材质为纯钛或钛合金","个",135,"d6663690-3e2a-11ed-9447-b4055d63f15c","9658f192-3b10-11ed-9447-b4055d63f15c","国械注准20223171152","基台及附件","江苏人冠医疗科技有限公司","江苏人冠医疗科技有限公司","c4e4d55b-3e2a-11ed-9447-b4055d63f15c","基台及附件-直基台","粘接基台 RP φ4.5×2mm 7mm","2121220A","TC4ELI","C0702021380100112144","C07020213801001121440000191"]
[255,"S13310001","Regrown骨水平种植体","四级纯钛种植体产品系统","江苏人冠医疗科技有限公司","江苏人冠医疗科技有限公司","修复基台（单牙）","国械注准20223171152","基台及附件",null,"包含注册证下相关部件纯钛或钛合金材质","适用于单牙种植修复基台、材质为纯钛或钛合金","个",135,"d6663abc-3e2a-11ed-9447-b4055d63f15c","9658f192-3b10-11ed-9447-b4055d63f15c","国械注准20223171152","基台及附件","江苏人冠医疗科技有限公司","江苏人冠医疗科技有限公司","c4e4d55b-3e2a-11ed-9447-b4055d63f15c","基台及附件-直基台","粘接基台 RP φ6×5mm 4mm","2121650A","TC4ELI","C0702021380100112144","C07020213801001121440000192"]
[255,"S13310001","Regrown骨水平种植体","四级纯钛种植体产品系统","江苏人冠医疗科技有限公司","江苏人冠医疗科技有限公司","修复基台（单牙）","国械注准20223171152","基台及附件",null,"包含注册证下相关部件纯钛或钛合金材质","适用于单牙种植修复基台、材质为纯钛或钛合金","个",135,"d666454c-3e2a-11ed-9447-b4055d63f15c","9658f192-3b10-11ed-9447-b4055d63f15c","国械注准20223171152","基台及附件","江苏人冠医疗科技有限公司","江苏人冠医疗科技有限公司","c4e4d55b-3e2a-11ed-9447-b4055d63f15c","基台及附件-直基台","直基台A型 NP 3mm 5.5mm","2150440","TC4ELI","C0702021380100112144","C07020213801001121440000193"]
[255,"S13310001","Regrown骨水平种植体","四级纯钛种植体产品系统","江苏人冠医疗科技有限公司","江苏人冠医疗科技有限公司","修复基台（单牙）","国械注准20223171152","基台及附件",null,"包含注册证下相关部件纯钛或钛合金材质","适用于单牙种植修复基台、材质为纯钛或钛合金","个",135,"d66649fd-3e2a-11ed-9447-b4055d63f15c","9658f192-3b10-11ed-9447-b4055d63f15c","国械注准20223171152","基台及附件","江苏人冠医疗科技有限公司","江苏人冠医疗科技有限公司","c4e4d55b-3e2a-11ed-9447-b4055d63f15c","基台及附件-直基台","直基台A型 RP 1.5mm 4mm","2150510","TC4ELI","C0702021380100112144","C07020213801001121440000194"]
[255,"S13310001","Regrown骨水平种植体","四级纯钛种植体产品系统","江苏人冠医疗科技有限公司","江苏人冠医疗科技有限公司","修复基台（单牙）","国械注准20223171152","基台及附件",null,"包含注册证下相关部件纯钛或钛合金材质","适用于单牙种植修复基台、材质为纯钛或钛合金","个",135,"d6665690-3e2a-11ed-9447-b4055d63f15c","9658f192-3b10-11ed-9447-b4055d63f15c","国械注准20223171152","基台及附件","江苏人冠医疗科技有限公司","江苏人冠医疗科技有限公司","c4e4d55b-3e2a-11ed-9447-b4055d63f15c","基台及附件-直基台","直基台A型 RP 宽 1.5mm 4mm","2150530","TC4ELI","C0702021380100112144","C07020213801001121440000195"]
[255,"S13310001","Regrown骨水平种植体","四级纯钛种植体产品系统","江苏人冠医疗科技有限公司","江苏人冠医疗科技有限公司","修复基台（单牙）","国械注准20223171152","基台及附件",null,"包含注册证下相关部件纯钛或钛合金材质","适用于单牙种植修复基台、材质为纯钛或钛合金","个",135,"d6665b5f-3e2a-11ed-9447-b4055d63f15c","9658f192-3b10-11ed-9447-b4055d63f15c","国械注准20223171152","基台及附件","江苏人冠医疗科技有限公司","江苏人冠医疗科技有限公司","c4e4d55b-3e2a-11ed-9447-b4055d63f15c","基台及附件-直基台","粘接基台 NP φ4.5×3mm 7mm","2120230A","TC4ELI","C0702021380100112144","C07020213801001121440000196"]
[255,"S13310001","Regrown骨水平种植体","四级纯钛种植体产品系统","江苏人冠医疗科技有限公司","江苏人冠医疗科技有限公司","修复基台（单牙）","国械注准20223171152","基台及附件",null,"包含注册证下相关部件纯钛或钛合金材质","适用于单牙种植修复基台、材质为纯钛或钛合金","个",135,"d666603b-3e2a-11ed-9447-b4055d63f15c","9658f192-3b10-11ed-9447-b4055d63f15c","国械注准20223171152","基台及附件","江苏人冠医疗科技有限公司","江苏人冠医疗科技有限公司","c4e4d55b-3e2a-11ed-9447-b4055d63f15c","基台及附件-直基台","直基台A型 NP 3mm 4mm","2150120A","TC4ELI","C0702021380100112144","C07020213801001121440000197"]
[255,"S13310001","Regrown骨水平种植体","四级纯钛种植体产品系统","江苏人冠医疗科技有限公司","江苏人冠医疗科技有限公司","修复基台（单牙）","国械注准20223171152","基台及附件",null,"包含注册证下相关部件纯钛或钛合金材质","适用于单牙种植修复基台、材质为纯钛或钛合金","个",135,"d6666b68-3e2a-11ed-9447-b4055d63f15c","9658f192-3b10-11ed-9447-b4055d63f15c","国械注准20223171152","基台及附件","江苏人冠医疗科技有限公司","江苏人冠医疗科技有限公司","c4e4d55b-3e2a-11ed-9447-b4055d63f15c","基台及附件-直基台","粘接基台 RP φ4.5×3mm 7mm","2124230","TC4ELI","C0702021380100112144","C07020213801001121440000198"]
[255,"S13310001","Regrown骨水平种植体","四级纯钛种植体产品系统","江苏人冠医疗科技有限公司","江苏人冠医疗科技有限公司","修复基台（单牙）","国械注准20223171152","基台及附件",null,"包含注册证下相关部件纯钛或钛合金材质","适用于单牙种植修复基台、材质为纯钛或钛合金","个",135,"d66677b5-3e2a-11ed-9447-b4055d63f15c","9658f192-3b10-11ed-9447-b4055d63f15c","国械注准20223171152","基台及附件","江苏人冠医疗科技有限公司","江苏人冠医疗科技有限公司","c4e4d55b-3e2a-11ed-9447-b4055d63f15c","基台及附件-直基台","粘接基台 RP φ5×2mm 5.5mm","2121420A","TC4ELI","C0702021380100112144","C07020213801001121440000199"]
[255,"S13310001","Regrown骨水平种植体","四级纯钛种植体产品系统","江苏人冠医疗科技有限公司","江苏人冠医疗科技有限公司","修复基台（单牙）","国械注准20223171152","基台及附件",null,"包含注册证下相关部件纯钛或钛合金材质","适用于单牙种植修复基台、材质为纯钛或钛合金","个",135,"d6667c34-3e2a-11ed-9447-b4055d63f15c","9658f192-3b10-11ed-9447-b4055d63f15c","国械注准20223171152","基台及附件","江苏人冠医疗科技有限公司","江苏人冠医疗科技有限公司","c4e4d55b-3e2a-11ed-9447-b4055d63f15c","基台及附件-直基台","粘接基台 RP φ7×1mm 5.5mm","2121910A","TC4ELI","C0702021380100112144","C07020213801001121440000200"]
[255,"S13310001","Regrown骨水平种植体","四级纯钛种植体产品系统","江苏人冠医疗科技有限公司","江苏人冠医疗科技有限公司","修复基台（单牙）","国械注准20223171152","基台及附件",null,"包含注册证下相关部件纯钛或钛合金材质","适用于单牙种植修复基台、材质为纯钛或钛合金","个",135,"d66688eb-3e2a-11ed-9447-b4055d63f15c","9658f192-3b10-11ed-9447-b4055d63f15c","国械注准20223171152","基台及附件","江苏人冠医疗科技有限公司","江苏人冠医疗科技有限公司","c4e4d55b-3e2a-11ed-9447-b4055d63f15c","基台及附件-直基台","粘接基台 RP φ6×2mm 5.5mm","2121720A","TC4ELI","C0702021380100112144","C07020213801001121440000201"]
[255,"S13310001","Regrown骨水平种植体","四级纯钛种植体产品系统","江苏人冠医疗科技有限公司","江苏人冠医疗科技有限公司","修复基台（单牙）","国械注准20223171152","基台及附件",null,"包含注册证下相关部件纯钛或钛合金材质","适用于单牙种植修复基台、材质为纯钛或钛合金","个",135,"d66693d4-3e2a-11ed-9447-b4055d63f15c","9658f192-3b10-11ed-9447-b4055d63f15c","国械注准20223171152","基台及附件","江苏人冠医疗科技有限公司","江苏人冠医疗科技有限公司","c4e4d55b-3e2a-11ed-9447-b4055d63f15c","基台及附件-直基台","粘接基台 RP φ6×3mm 4mm","2124630","TC4ELI","C0702021380100112144","C07020213801001121440000202"]
[255,"S13310001","Regrown骨水平种植体","四级纯钛种植体产品系统","江苏人冠医疗科技有限公司","江苏人冠医疗科技有限公司","修复基台（单牙）","国械注准20223171152","基台及附件",null,"包含注册证下相关部件纯钛或钛合金材质","适用于单牙种植修复基台、材质为纯钛或钛合金","个",135,"d6669f05-3e2a-11ed-9447-b4055d63f15c","9658f192-3b10-11ed-9447-b4055d63f15c","国械注准20223171152","基台及附件","江苏人冠医疗科技有限公司","江苏人冠医疗科技有限公司","c4e4d55b-3e2a-11ed-9447-b4055d63f15c","基台及附件-直基台","粘接基台 RP φ5×4mm 7mm","2124540","TC4ELI","C0702021380100112144","C07020213801001121440000203"]
[255,"S13310001","Regrown骨水平种植体","四级纯钛种植体产品系统","江苏人冠医疗科技有限公司","江苏人冠医疗科技有限公司","修复基台（单牙）","国械注准20223171152","基台及附件",null,"包含注册证下相关部件纯钛或钛合金材质","适用于单牙种植修复基台、材质为纯钛或钛合金","个",135,"d666a2eb-3e2a-11ed-9447-b4055d63f15c","9658f192-3b10-11ed-9447-b4055d63f15c","国械注准20223171152","基台及附件","江苏人冠医疗科技有限公司","江苏人冠医疗科技有限公司","c4e4d55b-3e2a-11ed-9447-b4055d63f15c","基台及附件-直基台","粘接基台 RP φ4.5×4mm 7mm","2124240","TC4ELI","C0702021380100112144","C07020213801001121440000204"]
[255,"S13310001","Regrown骨水平种植体","四级纯钛种植体产品系统","江苏人冠医疗科技有限公司","江苏人冠医疗科技有限公司","修复基台（单牙）","国械注准20223171152","基台及附件",null,"包含注册证下相关部件纯钛或钛合金材质","适用于单牙种植修复基台、材质为纯钛或钛合金","个",135,"d666aa66-3e2a-11ed-9447-b4055d63f15c","9658f192-3b10-11ed-9447-b4055d63f15c","国械注准20223171152","基台及附件","江苏人冠医疗科技有限公司","江苏人冠医疗科技有限公司","c4e4d55b-3e2a-11ed-9447-b4055d63f15c","基台及附件-直基台","粘接基台 NP φ4.5×4mm 7mm","2120240A","TC4ELI","C0702021380100112144","C07020213801001121440000205"]
[255,"S13310001","Regrown骨水平种植体","四级纯钛种植体产品系统","江苏人冠医疗科技有限公司","江苏人冠医疗科技有限公司","修复基台（单牙）","国械注准20223171152","基台及附件",null,"包含注册证下相关部件纯钛或钛合金材质","适用于单牙种植修复基台、材质为纯钛或钛合金","个",135,"d666ae91-3e2a-11ed-9447-b4055d63f15c","9658f192-3b10-11ed-9447-b4055d63f15c","国械注准20223171152","基台及附件","江苏人冠医疗科技有限公司","江苏人冠医疗科技有限公司","c4e4d55b-3e2a-11ed-9447-b4055d63f15c","基台及附件-直基台","粘接基台 RP φ5×4mm 5.5mm","2124440","TC4ELI","C0702021380100112144","C07020213801001121440000206"]
[255,"S13310001","Regrown骨水平种植体","四级纯钛种植体产品系统","江苏人冠医疗科技有限公司","江苏人冠医疗科技有限公司","修复基台（单牙）","国械注准20223171152","基台及附件",null,"包含注册证下相关部件纯钛或钛合金材质","适用于单牙种植修复基台、材质为纯钛或钛合金","个",135,"d666b2ce-3e2a-11ed-9447-b4055d63f15c","9658f192-3b10-11ed-9447-b4055d63f15c","国械注准20223171152","基台及附件","江苏人冠医疗科技有限公司","江苏人冠医疗科技有限公司","c4e4d55b-3e2a-11ed-9447-b4055d63f15c","基台及附件-直基台","直基台B型RP 3mm","2110220A","TC4ELI","C0702021380100112144","C07020213801001121440000207"]
[255,"S13310001","Regrown骨水平种植体","四级纯钛种植体产品系统","江苏人冠医疗科技有限公司","江苏人冠医疗科技有限公司","修复基台（单牙）","国械注准20223171152","基台及附件",null,"包含注册证下相关部件纯钛或钛合金材质","适用于单牙种植修复基台、材质为纯钛或钛合金","个",135,"d666bd98-3e2a-11ed-9447-b4055d63f15c","9658f192-3b10-11ed-9447-b4055d63f15c","国械注准20223171152","基台及附件","江苏人冠医疗科技有限公司","江苏人冠医疗科技有限公司","c4e4d55b-3e2a-11ed-9447-b4055d63f15c","基台及附件-直基台","粘接基台 NP φ4.5×5mm 5.5mm","2120150A","TC4ELI","C0702021380100112144","C07020213801001121440000208"]
[255,"S13310001","Regrown骨水平种植体","四级纯钛种植体产品系统","江苏人冠医疗科技有限公司","江苏人冠医疗科技有限公司","修复基台（单牙）","国械注准20223171152","基台及附件",null,"包含注册证下相关部件纯钛或钛合金材质","适用于单牙种植修复基台、材质为纯钛或钛合金","个",135,"d666c5bb-3e2a-11ed-9447-b4055d63f15c","9658f192-3b10-11ed-9447-b4055d63f15c","国械注准20223171152","基台及附件","江苏人冠医疗科技有限公司","江苏人冠医疗科技有限公司","c4e4d55b-3e2a-11ed-9447-b4055d63f15c","基台及附件-直基台","粘接基台 RP φ5×4mm 4mm","2121340A","TC4ELI","C0702021380100112144","C07020213801001121440000209"]
[255,"S13310001","Regrown骨水平种植体","四级纯钛种植体产品系统","江苏人冠医疗科技有限公司","江苏人冠医疗科技有限公司","修复基台（单牙）","国械注准20223171152","基台及附件",null,"包含注册证下相关部件纯钛或钛合金材质","适用于单牙种植修复基台、材质为纯钛或钛合金","个",135,"d666ca95-3e2a-11ed-9447-b4055d63f15c","9658f192-3b10-11ed-9447-b4055d63f15c","国械注准20223171152","基台及附件","江苏人冠医疗科技有限公司","江苏人冠医疗科技有限公司","c4e4d55b-3e2a-11ed-9447-b4055d63f15c","基台及附件-直基台","粘接基台 NP φ4.5×3mm 5.5mm","2120130A","TC4ELI","C0702021380100112144","C07020213801001121440000210"]
[255,"S13310001","Regrown骨水平种植体","四级纯钛种植体产品系统","江苏人冠医疗科技有限公司","江苏人冠医疗科技有限公司","修复基台（单牙）","国械注准20223171152","基台及附件",null,"包含注册证下相关部件纯钛或钛合金材质","适用于单牙种植修复基台、材质为纯钛或钛合金","个",135,"d666cf7b-3e2a-11ed-9447-b4055d63f15c","9658f192-3b10-11ed-9447-b4055d63f15c","国械注准20223171152","基台及附件","江苏人冠医疗科技有限公司","江苏人冠医疗科技有限公司","c4e4d55b-3e2a-11ed-9447-b4055d63f15c","基台及附件-直基台","粘接基台 NP φ4.5×5mm 7mm","2120250A","TC4ELI","C0702021380100112144","C07020213801001121440000211"]
[255,"S13310001","Regrown骨水平种植体","四级纯钛种植体产品系统","江苏人冠医疗科技有限公司","江苏人冠医疗科技有限公司","修复基台（单牙）","国械注准20223171152","基台及附件",null,"包含注册证下相关部件纯钛或钛合金材质","适用于单牙种植修复基台、材质为纯钛或钛合金","个",135,"d666d3e8-3e2a-11ed-9447-b4055d63f15c","9658f192-3b10-11ed-9447-b4055d63f15c","国械注准20223171152","基台及附件","江苏人冠医疗科技有限公司","江苏人冠医疗科技有限公司","c4e4d55b-3e2a-11ed-9447-b4055d63f15c","基台及附件-直基台","粘接基台 NP φ4.5×4mm 5.5mm","2120140A","TC4ELI","C0702021380100112144","C07020213801001121440000212"]
[255,"S13310001","Regrown骨水平种植体","四级纯钛种植体产品系统","江苏人冠医疗科技有限公司","江苏人冠医疗科技有限公司","修复基台（单牙）","国械注准20223171152","基台及附件",null,"包含注册证下相关部件纯钛或钛合金材质","适用于单牙种植修复基台、材质为纯钛或钛合金","个",135,"d666e93a-3e2a-11ed-9447-b4055d63f15c","9658f192-3b10-11ed-9447-b4055d63f15c","国械注准20223171152","基台及附件","江苏人冠医疗科技有限公司","江苏人冠医疗科技有限公司","c4e4d55b-3e2a-11ed-9447-b4055d63f15c","基台及附件-直基台","基底 NP 3mm","2131120A","TC4ELI","C0702021380100112144","C07020213801001121440000213"]
[255,"S13310001","Regrown骨水平种植体","四级纯钛种植体产品系统","江苏人冠医疗科技有限公司","江苏人冠医疗科技有限公司","修复基台（单牙）","国械注准20223171152","基台及附件",null,"包含注册证下相关部件纯钛或钛合金材质","适用于单牙种植修复基台、材质为纯钛或钛合金","个",135,"d666ee4e-3e2a-11ed-9447-b4055d63f15c","9658f192-3b10-11ed-9447-b4055d63f15c","国械注准20223171152","基台及附件","江苏人冠医疗科技有限公司","江苏人冠医疗科技有限公司","c4e4d55b-3e2a-11ed-9447-b4055d63f15c","基台及附件-直基台","粘接基台 RP φ6×5mm 5.5mm","2124750","TC4ELI","C0702021380100112144","C07020213801001121440000214"]
[255,"S13310001","Regrown骨水平种植体","四级纯钛种植体产品系统","江苏人冠医疗科技有限公司","江苏人冠医疗科技有限公司","修复基台（单牙）","国械注准20223171152","基台及附件",null,"包含注册证下相关部件纯钛或钛合金材质","适用于单牙种植修复基台、材质为纯钛或钛合金","个",135,"d666fc41-3e2a-11ed-9447-b4055d63f15c","9658f192-3b10-11ed-9447-b4055d63f15c","国械注准20223171152","基台及附件","江苏人冠医疗科技有限公司","江苏人冠医疗科技有限公司","c4e4d55b-3e2a-11ed-9447-b4055d63f15c","基台及附件-直基台","粘接基台 RP φ6×1mm 5.5mm","2121710A","TC4ELI","C0702021380100112144","C07020213801001121440000216"]
[255,"S13310001","Regrown骨水平种植体","四级纯钛种植体产品系统","江苏人冠医疗科技有限公司","江苏人冠医疗科技有限公司","修复基台（单牙）","国械注准20223171152","基台及附件",null,"包含注册证下相关部件纯钛或钛合金材质","适用于单牙种植修复基台、材质为纯钛或钛合金","个",135,"d6670ba6-3e2a-11ed-9447-b4055d63f15c","9658f192-3b10-11ed-9447-b4055d63f15c","国械注准20223171152","基台及附件","江苏人冠医疗科技有限公司","江苏人冠医疗科技有限公司","c4e4d55b-3e2a-11ed-9447-b4055d63f15c","基台及附件-直基台","直基台B型NP 1.5mm","2110110A","TC4ELI","C0702021380100112144","C07020213801001121440000217"]
[255,"S13310001","Regrown骨水平种植体","四级纯钛种植体产品系统","江苏人冠医疗科技有限公司","江苏人冠医疗科技有限公司","修复基台（单牙）","国械注准20223171152","基台及附件",null,"包含注册证下相关部件纯钛或钛合金材质","适用于单牙种植修复基台、材质为纯钛或钛合金","个",135,"d66710a7-3e2a-11ed-9447-b4055d63f15c","9658f192-3b10-11ed-9447-b4055d63f15c","国械注准20223171152","基台及附件","江苏人冠医疗科技有限公司","江苏人冠医疗科技有限公司","c4e4d55b-3e2a-11ed-9447-b4055d63f15c","基台及附件-直基台","直基台A型 RP 3mm 5.5mm","2150560","TC4ELI","C0702021380100112144","C07020213801001121440000218"]
[255,"S13310001","Regrown骨水平种植体","四级纯钛种植体产品系统","江苏人冠医疗科技有限公司","江苏人冠医疗科技有限公司","修复基台（单牙）","国械注准20223171152","基台及附件",null,"包含注册证下相关部件纯钛或钛合金材质","适用于单牙种植修复基台、材质为纯钛或钛合金","个",135,"d667158c-3e2a-11ed-9447-b4055d63f15c","9658f192-3b10-11ed-9447-b4055d63f15c","国械注准20223171152","基台及附件","江苏人冠医疗科技有限公司","江苏人冠医疗科技有限公司","c4e4d55b-3e2a-11ed-9447-b4055d63f15c","基台及附件-直基台","直基台B型NP 4.5mm","2110130A","TC4ELI","C0702021380100112144","C07020213801001121440000219"]
[255,"S13310001","Regrown骨水平种植体","四级纯钛种植体产品系统","江苏人冠医疗科技有限公司","江苏人冠医疗科技有限公司","修复基台（单牙）","国械注准20223171152","基台及附件",null,"包含注册证下相关部件纯钛或钛合金材质","适用于单牙种植修复基台、材质为纯钛或钛合金","个",135,"d6671e47-3e2a-11ed-9447-b4055d63f15c","9658f192-3b10-11ed-9447-b4055d63f15c","国械注准20223171152","基台及附件","江苏人冠医疗科技有限公司","江苏人冠医疗科技有限公司","c4e4d55b-3e2a-11ed-9447-b4055d63f15c","基台及附件-直基台","粘接基台 RP φ6×1mm 7mm","2121810A","TC4ELI","C0702021380100112144","C07020213801001121440000220"]
[255,"S13310001","Regrown骨水平种植体","四级纯钛种植体产品系统","江苏人冠医疗科技有限公司","江苏人冠医疗科技有限公司","修复基台（单牙）","国械注准20223171152","基台及附件",null,"包含注册证下相关部件纯钛或钛合金材质","适用于单牙种植修复基台、材质为纯钛或钛合金","个",135,"d6672785-3e2a-11ed-9447-b4055d63f15c","9658f192-3b10-11ed-9447-b4055d63f15c","国械注准20223171152","基台及附件","江苏人冠医疗科技有限公司","江苏人冠医疗科技有限公司","c4e4d55b-3e2a-11ed-9447-b4055d63f15c","基台及附件-直基台","直基台A型RP 宽 3mm 4mm","2150240A","TC4ELI","C0702021380100112144","C07020213801001121440000221"]
[255,"S13310001","Regrown骨水平种植体","四级纯钛种植体产品系统","江苏人冠医疗科技有限公司","江苏人冠医疗科技有限公司","修复基台（单牙）","国械注准20223171152","基台及附件",null,"包含注册证下相关部件纯钛或钛合金材质","适用于单牙种植修复基台、材质为纯钛或钛合金","个",135,"d6673005-3e2a-11ed-9447-b4055d63f15c","9658f192-3b10-11ed-9447-b4055d63f15c","国械注准20223171152","基台及附件","江苏人冠医疗科技有限公司","江苏人冠医疗科技有限公司","c4e4d55b-3e2a-11ed-9447-b4055d63f15c","基台及附件-直基台","基底 RP 3mm","2131220A","TC4ELI","C0702021380100112144","C07020213801001121440000222"]
[255,"S13310001","Regrown骨水平种植体","四级纯钛种植体产品系统","江苏人冠医疗科技有限公司","江苏人冠医疗科技有限公司","修复基台（单牙）","国械注准20223171152","基台及附件",null,"包含注册证下相关部件纯钛或钛合金材质","适用于单牙种植修复基台、材质为纯钛或钛合金","个",135,"d66738f2-3e2a-11ed-9447-b4055d63f15c","9658f192-3b10-11ed-9447-b4055d63f15c","国械注准20223171152","基台及附件","江苏人冠医疗科技有限公司","江苏人冠医疗科技有限公司","c4e4d55b-3e2a-11ed-9447-b4055d63f15c","基台及附件-直基台","直基台B型NP 1.5mm","2112110","TC4ELI","C0702021380100112144","C07020213801001121440000223"]
[255,"S13310001","Regrown骨水平种植体","四级纯钛种植体产品系统","江苏人冠医疗科技有限公司","江苏人冠医疗科技有限公司","修复基台（单牙）","国械注准20223171152","基台及附件",null,"包含注册证下相关部件纯钛或钛合金材质","适用于单牙种植修复基台、材质为纯钛或钛合金","个",135,"d6673e23-3e2a-11ed-9447-b4055d63f15c","9658f192-3b10-11ed-9447-b4055d63f15c","国械注准20223171152","基台及附件","江苏人冠医疗科技有限公司","江苏人冠医疗科技有限公司","c4e4d55b-3e2a-11ed-9447-b4055d63f15c","基台及附件-直基台","基底 RP 1.5mm","2131210A","TC4ELI","C0702021380100112144","C07020213801001121440000224"]
[255,"S13310001","Regrown骨水平种植体","四级纯钛种植体产品系统","江苏人冠医疗科技有限公司","江苏人冠医疗科技有限公司","修复基台（单牙）","国械注准20223171152","基台及附件",null,"包含注册证下相关部件纯钛或钛合金材质","适用于单牙种植修复基台、材质为纯钛或钛合金","个",135,"d66746d2-3e2a-11ed-9447-b4055d63f15c","9658f192-3b10-11ed-9447-b4055d63f15c","国械注准20223171152","基台及附件","江苏人冠医疗科技有限公司","江苏人冠医疗科技有限公司","c4e4d55b-3e2a-11ed-9447-b4055d63f15c","基台及附件-直基台","粘接基台 RP φ6×2mm 5.5mm","2124720","TC4ELI","C0702021380100112144","C07020213801001121440000225"]
[255,"S13310001","Regrown骨水平种植体","四级纯钛种植体产品系统","江苏人冠医疗科技有限公司","江苏人冠医疗科技有限公司","修复基台（单牙）","国械注准20223171152","基台及附件",null,"包含注册证下相关部件纯钛或钛合金材质","适用于单牙种植修复基台、材质为纯钛或钛合金","个",135,"d667538c-3e2a-11ed-9447-b4055d63f15c","9658f192-3b10-11ed-9447-b4055d63f15c","国械注准20223171152","基台及附件","江苏人冠医疗科技有限公司","江苏人冠医疗科技有限公司","c4e4d55b-3e2a-11ed-9447-b4055d63f15c","基台及附件-直基台","粘接基台 RP φ7×3mm 5.5mm","2121930A","TC4ELI","C0702021380100112144","C07020213801001121440000226"]
[255,"S13310001","Regrown骨水平种植体","四级纯钛种植体产品系统","江苏人冠医疗科技有限公司","江苏人冠医疗科技有限公司","修复基台（单牙）","国械注准20223171152","基台及附件",null,"包含注册证下相关部件纯钛或钛合金材质","适用于单牙种植修复基台、材质为纯钛或钛合金","个",135,"d6676423-3e2a-11ed-9447-b4055d63f15c","9658f192-3b10-11ed-9447-b4055d63f15c","国械注准20223171152","基台及附件","江苏人冠医疗科技有限公司","江苏人冠医疗科技有限公司","c4e4d55b-3e2a-11ed-9447-b4055d63f15c","基台及附件-直基台","直基台B型RP 3mm","2112220","TC4ELI","C0702021380100112144","C07020213801001121440000227"]
[255,"S13310001","Regrown骨水平种植体","四级纯钛种植体产品系统","江苏人冠医疗科技有限公司","江苏人冠医疗科技有限公司","修复基台（单牙）","国械注准20223171152","基台及附件",null,"包含注册证下相关部件纯钛或钛合金材质","适用于单牙种植修复基台、材质为纯钛或钛合金","个",135,"d6676808-3e2a-11ed-9447-b4055d63f15c","9658f192-3b10-11ed-9447-b4055d63f15c","国械注准20223171152","基台及附件","江苏人冠医疗科技有限公司","江苏人冠医疗科技有限公司","c4e4d55b-3e2a-11ed-9447-b4055d63f15c","基台及附件-直基台","粘接基台 RP φ5×4mm 7mm","2121540A","TC4ELI","C0702021380100112144","C07020213801001121440000228"]
[255,"S13310001","Regrown骨水平种植体","四级纯钛种植体产品系统","江苏人冠医疗科技有限公司","江苏人冠医疗科技有限公司","修复基台（单牙）","国械注准20223171152","基台及附件",null,"包含注册证下相关部件纯钛或钛合金材质","适用于单牙种植修复基台、材质为纯钛或钛合金","个",135,"d66770ee-3e2a-11ed-9447-b4055d63f15c","9658f192-3b10-11ed-9447-b4055d63f15c","国械注准20223171152","基台及附件","江苏人冠医疗科技有限公司","江苏人冠医疗科技有限公司","c4e4d55b-3e2a-11ed-9447-b4055d63f15c","基台及附件-直基台","粘接基台 RP φ5×2mm 7mm","2121520A","TC4ELI","C0702021380100112144","C07020213801001121440000229"]
[255,"S13310001","Regrown骨水平种植体","四级纯钛种植体产品系统","江苏人冠医疗科技有限公司","江苏人冠医疗科技有限公司","修复基台（单牙）","国械注准20223171152","基台及附件",null,"包含注册证下相关部件纯钛或钛合金材质","适用于单牙种植修复基台、材质为纯钛或钛合金","个",135,"d66773f4-3e2a-11ed-9447-b4055d63f15c","9658f192-3b10-11ed-9447-b4055d63f15c","国械注准20223171152","基台及附件","江苏人冠医疗科技有限公司","江苏人冠医疗科技有限公司","c4e4d55b-3e2a-11ed-9447-b4055d63f15c","基台及附件-直基台","粘接基台 RP φ4.5×5mm 7mm","2124250","TC4ELI","C0702021380100112144","C07020213801001121440000230"]
[255,"S13310001","Regrown骨水平种植体","四级纯钛种植体产品系统","江苏人冠医疗科技有限公司","江苏人冠医疗科技有限公司","修复基台（单牙）","国械注准20223171152","基台及附件",null,"包含注册证下相关部件纯钛或钛合金材质","适用于单牙种植修复基台、材质为纯钛或钛合金","个",135,"d667770b-3e2a-11ed-9447-b4055d63f15c","9658f192-3b10-11ed-9447-b4055d63f15c","国械注准20223171152","基台及附件","江苏人冠医疗科技有限公司","江苏人冠医疗科技有限公司","c4e4d55b-3e2a-11ed-9447-b4055d63f15c","基台及附件-直基台","粘接基台 RP φ5×5mm 5.5mm","2121450A","TC4ELI","C0702021380100112144","C07020213801001121440000231"]
[255,"S13310001","Regrown骨水平种植体","四级纯钛种植体产品系统","江苏人冠医疗科技有限公司","江苏人冠医疗科技有限公司","修复基台（单牙）","国械注准20223171152","基台及附件",null,"包含注册证下相关部件纯钛或钛合金材质","适用于单牙种植修复基台、材质为纯钛或钛合金","个",135,"d6677a4d-3e2a-11ed-9447-b4055d63f15c","9658f192-3b10-11ed-9447-b4055d63f15c","国械注准20223171152","基台及附件","江苏人冠医疗科技有限公司","江苏人冠医疗科技有限公司","c4e4d55b-3e2a-11ed-9447-b4055d63f15c","基台及附件-直基台","粘接基台 NP φ4.5×1mm 7mm","2123210","TC4ELI","C0702021380100112144","C07020213801001121440000232"]
[255,"S13310001","Regrown骨水平种植体","四级纯钛种植体产品系统","江苏人冠医疗科技有限公司","江苏人冠医疗科技有限公司","修复基台（单牙）","国械注准20223171152","基台及附件",null,"包含注册证下相关部件纯钛或钛合金材质","适用于单牙种植修复基台、材质为纯钛或钛合金","个",135,"d6677f93-3e2a-11ed-9447-b4055d63f15c","9658f192-3b10-11ed-9447-b4055d63f15c","国械注准20223171152","基台及附件","江苏人冠医疗科技有限公司","江苏人冠医疗科技有限公司","c4e4d55b-3e2a-11ed-9447-b4055d63f15c","基台及附件-直基台","粘接基台 RP φ4.5×3mm 5.5mm","2124130","TC4ELI","C0702021380100112144","C07020213801001121440000233"]
[255,"S13310001","Regrown骨水平种植体","四级纯钛种植体产品系统","江苏人冠医疗科技有限公司","江苏人冠医疗科技有限公司","修复基台（单牙）","国械注准20223171152","基台及附件",null,"包含注册证下相关部件纯钛或钛合金材质","适用于单牙种植修复基台、材质为纯钛或钛合金","个",135,"d6678344-3e2a-11ed-9447-b4055d63f15c","9658f192-3b10-11ed-9447-b4055d63f15c","国械注准20223171152","基台及附件","江苏人冠医疗科技有限公司","江苏人冠医疗科技有限公司","c4e4d55b-3e2a-11ed-9447-b4055d63f15c","基台及附件-直基台","粘接基台 RP φ4.5×4mm 5.5mm","2124140","TC4ELI","C0702021380100112144","C07020213801001121440000234"]
[255,"S13310001","Regrown骨水平种植体","四级纯钛种植体产品系统","江苏人冠医疗科技有限公司","江苏人冠医疗科技有限公司","修复基台（单牙）","国械注准20223171152","基台及附件",null,"包含注册证下相关部件纯钛或钛合金材质","适用于单牙种植修复基台、材质为纯钛或钛合金","个",135,"d66786f2-3e2a-11ed-9447-b4055d63f15c","9658f192-3b10-11ed-9447-b4055d63f15c","国械注准20223171152","基台及附件","江苏人冠医疗科技有限公司","江苏人冠医疗科技有限公司","c4e4d55b-3e2a-11ed-9447-b4055d63f15c","基台及附件-直基台","粘接基台 NP φ4.5×2mm 7mm","2120220A","TC4ELI","C0702021380100112144","C07020213801001121440000235"]
[255,"S13310001","Regrown骨水平种植体","四级纯钛种植体产品系统","江苏人冠医疗科技有限公司","江苏人冠医疗科技有限公司","修复基台（单牙）","国械注准20223171152","基台及附件",null,"包含注册证下相关部件纯钛或钛合金材质","适用于单牙种植修复基台、材质为纯钛或钛合金","个",135,"d66791d4-3e2a-11ed-9447-b4055d63f15c","9658f192-3b10-11ed-9447-b4055d63f15c","国械注准20223171152","基台及附件","江苏人冠医疗科技有限公司","江苏人冠医疗科技有限公司","c4e4d55b-3e2a-11ed-9447-b4055d63f15c","基台及附件-直基台","直基台A型 NP 1.5mm 4mm","2150110A","TC4ELI","C0702021380100112144","C07020213801001121440000236"]
[255,"S13310001","Regrown骨水平种植体","四级纯钛种植体产品系统","江苏人冠医疗科技有限公司","江苏人冠医疗科技有限公司","修复基台（单牙）","国械注准20223171152","基台及附件",null,"包含注册证下相关部件纯钛或钛合金材质","适用于单牙种植修复基台、材质为纯钛或钛合金","个",135,"d66796d7-3e2a-11ed-9447-b4055d63f15c","9658f192-3b10-11ed-9447-b4055d63f15c","国械注准20223171152","基台及附件","江苏人冠医疗科技有限公司","江苏人冠医疗科技有限公司","c4e4d55b-3e2a-11ed-9447-b4055d63f15c","基台及附件-直基台","粘接基台 NP φ4.5×2mm 5.5mm","2123120","TC4ELI","C0702021380100112144","C07020213801001121440000237"]
[255,"S13310001","Regrown骨水平种植体","四级纯钛种植体产品系统","江苏人冠医疗科技有限公司","江苏人冠医疗科技有限公司","修复基台（单牙）","国械注准20223171152","基台及附件",null,"包含注册证下相关部件纯钛或钛合金材质","适用于单牙种植修复基台、材质为纯钛或钛合金","个",135,"d667a2d5-3e2a-11ed-9447-b4055d63f15c","9658f192-3b10-11ed-9447-b4055d63f15c","国械注准20223171152","基台及附件","江苏人冠医疗科技有限公司","江苏人冠医疗科技有限公司","c4e4d55b-3e2a-11ed-9447-b4055d63f15c","基台及附件-直基台","直基台A型RP宽1.5mm 5.5mm","2150270A","TC4ELI","C0702021380100112144","C07020213801001121440000239"]
[255,"S13310001","Regrown骨水平种植体","四级纯钛种植体产品系统","江苏人冠医疗科技有限公司","江苏人冠医疗科技有限公司","修复基台（单牙）","国械注准20223171152","基台及附件",null,"包含注册证下相关部件纯钛或钛合金材质","适用于单牙种植修复基台、材质为纯钛或钛合金","个",135,"d667a7c0-3e2a-11ed-9447-b4055d63f15c","9658f192-3b10-11ed-9447-b4055d63f15c","国械注准20223171152","基台及附件","江苏人冠医疗科技有限公司","江苏人冠医疗科技有限公司","c4e4d55b-3e2a-11ed-9447-b4055d63f15c","基台及附件-直基台","粘接基台 RP φ6×2mm 4mm","2124620","TC4ELI","C0702021380100112144","C07020213801001121440000240"]
[255,"S13310001","Regrown骨水平种植体","四级纯钛种植体产品系统","江苏人冠医疗科技有限公司","江苏人冠医疗科技有限公司","修复基台（单牙）","国械注准20223171152","基台及附件",null,"包含注册证下相关部件纯钛或钛合金材质","适用于单牙种植修复基台、材质为纯钛或钛合金","个",135,"d667ac67-3e2a-11ed-9447-b4055d63f15c","9658f192-3b10-11ed-9447-b4055d63f15c","国械注准20223171152","基台及附件","江苏人冠医疗科技有限公司","江苏人冠医疗科技有限公司","c4e4d55b-3e2a-11ed-9447-b4055d63f15c","基台及附件-直基台","粘接基台 RP φ5×3mm 7mm","2124530","TC4ELI","C0702021380100112144","C07020213801001121440000241"]
[255,"S13310001","Regrown骨水平种植体","四级纯钛种植体产品系统","江苏人冠医疗科技有限公司","江苏人冠医疗科技有限公司","修复基台（单牙）","国械注准20223171152","基台及附件",null,"包含注册证下相关部件纯钛或钛合金材质","适用于单牙种植修复基台、材质为纯钛或钛合金","个",135,"d667b7ad-3e2a-11ed-9447-b4055d63f15c","9658f192-3b10-11ed-9447-b4055d63f15c","国械注准20223171152","基台及附件","江苏人冠医疗科技有限公司","江苏人冠医疗科技有限公司","c4e4d55b-3e2a-11ed-9447-b4055d63f15c","基台及附件-直基台","粘接基台 RP φ5×2mm 4mm","2121320A","TC4ELI","C0702021380100112144","C07020213801001121440000242"]
[255,"S13310001","Regrown骨水平种植体","四级纯钛种植体产品系统","江苏人冠医疗科技有限公司","江苏人冠医疗科技有限公司","修复基台（单牙）","国械注准20223171152","基台及附件",null,"包含注册证下相关部件纯钛或钛合金材质","适用于单牙种植修复基台、材质为纯钛或钛合金","个",135,"d667beaf-3e2a-11ed-9447-b4055d63f15c","9658f192-3b10-11ed-9447-b4055d63f15c","国械注准20223171152","基台及附件","江苏人冠医疗科技有限公司","江苏人冠医疗科技有限公司","c4e4d55b-3e2a-11ed-9447-b4055d63f15c","基台及附件-直基台","粘接基台 RP φ7×1mm 5.5mm","2124910","TC4ELI","C0702021380100112144","C07020213801001121440000243"]
[255,"S13310001","Regrown骨水平种植体","四级纯钛种植体产品系统","江苏人冠医疗科技有限公司","江苏人冠医疗科技有限公司","修复基台（单牙）","国械注准20223171152","基台及附件",null,"包含注册证下相关部件纯钛或钛合金材质","适用于单牙种植修复基台、材质为纯钛或钛合金","个",135,"d667d508-3e2a-11ed-9447-b4055d63f15c","9658f192-3b10-11ed-9447-b4055d63f15c","国械注准20223171152","基台及附件","江苏人冠医疗科技有限公司","江苏人冠医疗科技有限公司","c4e4d55b-3e2a-11ed-9447-b4055d63f15c","基台及附件-直基台","粘接基台 RP φ5×5mm 4mm","2124350","TC4ELI","C0702021380100112144","C07020213801001121440000244"]
[255,"S13310001","Regrown骨水平种植体","四级纯钛种植体产品系统","江苏人冠医疗科技有限公司","江苏人冠医疗科技有限公司","修复基台（单牙）","国械注准20223171152","基台及附件",null,"包含注册证下相关部件纯钛或钛合金材质","适用于单牙种植修复基台、材质为纯钛或钛合金","个",135,"d66818a3-3e2a-11ed-9447-b4055d63f15c","9658f192-3b10-11ed-9447-b4055d63f15c","国械注准20223171152","基台及附件","江苏人冠医疗科技有限公司","江苏人冠医疗科技有限公司","c4e4d55b-3e2a-11ed-9447-b4055d63f15c","基台及附件-直基台","直基台A型RP 1.5mm 5.5mm","2150250A","TC4ELI","C0702021380100112144","C07020213801001121440000245"]
[255,"S13310001","Regrown骨水平种植体","四级纯钛种植体产品系统","江苏人冠医疗科技有限公司","江苏人冠医疗科技有限公司","修复基台（单牙）","国械注准20223171152","基台及附件",null,"包含注册证下相关部件纯钛或钛合金材质","适用于单牙种植修复基台、材质为纯钛或钛合金","个",135,"d6681e36-3e2a-11ed-9447-b4055d63f15c","9658f192-3b10-11ed-9447-b4055d63f15c","国械注准20223171152","基台及附件","江苏人冠医疗科技有限公司","江苏人冠医疗科技有限公司","c4e4d55b-3e2a-11ed-9447-b4055d63f15c","基台及附件-直基台","粘接基台 RP φ5×2mm 7mm","2124520","TC4ELI","C0702021380100112144","C07020213801001121440000246"]
[255,"S13310001","Regrown骨水平种植体","四级纯钛种植体产品系统","江苏人冠医疗科技有限公司","江苏人冠医疗科技有限公司","修复基台（单牙）","国械注准20223171152","基台及附件",null,"包含注册证下相关部件纯钛或钛合金材质","适用于单牙种植修复基台、材质为纯钛或钛合金","个",135,"d6682199-3e2a-11ed-9447-b4055d63f15c","9658f192-3b10-11ed-9447-b4055d63f15c","国械注准20223171152","基台及附件","江苏人冠医疗科技有限公司","江苏人冠医疗科技有限公司","c4e4d55b-3e2a-11ed-9447-b4055d63f15c","基台及附件-直基台","粘接基台 NP φ4.5×2mm 5.5mm","2120120A","TC4ELI","C0702021380100112144","C07020213801001121440000247"]
[255,"S13310001","Regrown骨水平种植体","四级纯钛种植体产品系统","江苏人冠医疗科技有限公司","江苏人冠医疗科技有限公司","修复基台（单牙）","国械注准20223171152","基台及附件",null,"包含注册证下相关部件纯钛或钛合金材质","适用于单牙种植修复基台、材质为纯钛或钛合金","个",135,"d6682b1c-3e2a-11ed-9447-b4055d63f15c","9658f192-3b10-11ed-9447-b4055d63f15c","国械注准20223171152","基台及附件","江苏人冠医疗科技有限公司","江苏人冠医疗科技有限公司","c4e4d55b-3e2a-11ed-9447-b4055d63f15c","基台及附件-直基台","基底 NP 1.5mm","2130110","TC4ELI","C0702021380100112144","C07020213801001121440000248"]
[255,"S13310001","Regrown骨水平种植体","四级纯钛种植体产品系统","江苏人冠医疗科技有限公司","江苏人冠医疗科技有限公司","修复基台（单牙）","国械注准20223171152","基台及附件",null,"包含注册证下相关部件纯钛或钛合金材质","适用于单牙种植修复基台、材质为纯钛或钛合金","个",135,"d6682ebd-3e2a-11ed-9447-b4055d63f15c","9658f192-3b10-11ed-9447-b4055d63f15c","国械注准20223171152","基台及附件","江苏人冠医疗科技有限公司","江苏人冠医疗科技有限公司","c4e4d55b-3e2a-11ed-9447-b4055d63f15c","基台及附件-直基台","粘接基台 RP φ5×1mm 4mm","2124310","TC4ELI","C0702021380100112144","C07020213801001121440000249"]
[255,"S13310001","Regrown骨水平种植体","四级纯钛种植体产品系统","江苏人冠医疗科技有限公司","江苏人冠医疗科技有限公司","修复基台（单牙）","国械注准20223171152","基台及附件",null,"包含注册证下相关部件纯钛或钛合金材质","适用于单牙种植修复基台、材质为纯钛或钛合金","个",135,"d668328c-3e2a-11ed-9447-b4055d63f15c","9658f192-3b10-11ed-9447-b4055d63f15c","国械注准20223171152","基台及附件","江苏人冠医疗科技有限公司","江苏人冠医疗科技有限公司","c4e4d55b-3e2a-11ed-9447-b4055d63f15c","基台及附件-直基台","粘接基台 NP φ4.5×1mm 7mm","2120210A","TC4ELI","C0702021380100112144","C07020213801001121440000250"]
[255,"S13310001","Regrown骨水平种植体","四级纯钛种植体产品系统","江苏人冠医疗科技有限公司","江苏人冠医疗科技有限公司","修复基台（单牙）","国械注准20223171152","基台及附件",null,"包含注册证下相关部件纯钛或钛合金材质","适用于单牙种植修复基台、材质为纯钛或钛合金","个",135,"d66836ae-3e2a-11ed-9447-b4055d63f15c","9658f192-3b10-11ed-9447-b4055d63f15c","国械注准20223171152","基台及附件","江苏人冠医疗科技有限公司","江苏人冠医疗科技有限公司","c4e4d55b-3e2a-11ed-9447-b4055d63f15c","基台及附件-直基台","直基台A型 NP 1.5mm 4mm","2150410","TC4ELI","C0702021380100112144","C07020213801001121440000251"]
[255,"S13310001","Regrown骨水平种植体","四级纯钛种植体产品系统","江苏人冠医疗科技有限公司","江苏人冠医疗科技有限公司","修复基台（单牙）","国械注准20223171152","基台及附件",null,"包含注册证下相关部件纯钛或钛合金材质","适用于单牙种植修复基台、材质为纯钛或钛合金","个",135,"d6683d10-3e2a-11ed-9447-b4055d63f15c","9658f192-3b10-11ed-9447-b4055d63f15c","国械注准20223171152","基台及附件","江苏人冠医疗科技有限公司","江苏人冠医疗科技有限公司","c4e4d55b-3e2a-11ed-9447-b4055d63f15c","基台及附件-直基台","粘接基台 NP φ4.5×4mm 5.5mm","2123140","TC4ELI","C0702021380100112144","C07020213801001121440000252"]
[255,"S13310001","Regrown骨水平种植体","四级纯钛种植体产品系统","江苏人冠医疗科技有限公司","江苏人冠医疗科技有限公司","修复基台（单牙）","国械注准20223171152","基台及附件",null,"包含注册证下相关部件纯钛或钛合金材质","适用于单牙种植修复基台、材质为纯钛或钛合金","个",135,"d6684108-3e2a-11ed-9447-b4055d63f15c","9658f192-3b10-11ed-9447-b4055d63f15c","国械注准20223171152","基台及附件","江苏人冠医疗科技有限公司","江苏人冠医疗科技有限公司","c4e4d55b-3e2a-11ed-9447-b4055d63f15c","基台及附件-直基台","基底 NP 1.5mm","2131110A","TC4ELI","C0702021380100112144","C07020213801001121440000253"]
[255,"S13310001","Regrown骨水平种植体","四级纯钛种植体产品系统","江苏人冠医疗科技有限公司","江苏人冠医疗科技有限公司","修复基台（单牙）","国械注准20223171152","基台及附件",null,"包含注册证下相关部件纯钛或钛合金材质","适用于单牙种植修复基台、材质为纯钛或钛合金","个",135,"d6684be7-3e2a-11ed-9447-b4055d63f15c","9658f192-3b10-11ed-9447-b4055d63f15c","国械注准20223171152","基台及附件","江苏人冠医疗科技有限公司","江苏人冠医疗科技有限公司","c4e4d55b-3e2a-11ed-9447-b4055d63f15c","基台及附件-直基台","直基台A型 RP 3mm 4mm","2150520","TC4ELI","C0702021380100112144","C07020213801001121440000254"]
[255,"S13310001","Regrown骨水平种植体","四级纯钛种植体产品系统","江苏人冠医疗科技有限公司","江苏人冠医疗科技有限公司","修复基台（单牙）","国械注准20223171152","基台及附件",null,"包含注册证下相关部件纯钛或钛合金材质","适用于单牙种植修复基台、材质为纯钛或钛合金","个",135,"d66855ba-3e2a-11ed-9447-b4055d63f15c","9658f192-3b10-11ed-9447-b4055d63f15c","国械注准20223171152","基台及附件","江苏人冠医疗科技有限公司","江苏人冠医疗科技有限公司","c4e4d55b-3e2a-11ed-9447-b4055d63f15c","基台及附件-直基台","粘接基台 RP φ6×4mm 5.5mm","2121740A","TC4ELI","C0702021380100112144","C07020213801001121440000255"]
[255,"S13310001","Regrown骨水平种植体","四级纯钛种植体产品系统","江苏人冠医疗科技有限公司","江苏人冠医疗科技有限公司","修复基台（单牙）","国械注准20223171152","基台及附件",null,"包含注册证下相关部件纯钛或钛合金材质","适用于单牙种植修复基台、材质为纯钛或钛合金","个",135,"d6685a8d-3e2a-11ed-9447-b4055d63f15c","9658f192-3b10-11ed-9447-b4055d63f15c","国械注准20223171152","基台及附件","江苏人冠医疗科技有限公司","江苏人冠医疗科技有限公司","c4e4d55b-3e2a-11ed-9447-b4055d63f15c","基台及附件-直基台","直基台B型RP 1.5mm","2112210","TC4ELI","C0702021380100112144","C07020213801001121440000256"]
[255,"S13310001","Regrown骨水平种植体","四级纯钛种植体产品系统","江苏人冠医疗科技有限公司","江苏人冠医疗科技有限公司","修复基台（单牙）","国械注准20223171152","基台及附件",null,"包含注册证下相关部件纯钛或钛合金材质","适用于单牙种植修复基台、材质为纯钛或钛合金","个",135,"d6686375-3e2a-11ed-9447-b4055d63f15c","9658f192-3b10-11ed-9447-b4055d63f15c","国械注准20223171152","基台及附件","江苏人冠医疗科技有限公司","江苏人冠医疗科技有限公司","c4e4d55b-3e2a-11ed-9447-b4055d63f15c","基台及附件-直基台","基底 RP 3mm","2130220","TC4ELI","C0702021380100112144","C07020213801001121440000257"]
[255,"S13310001","Regrown骨水平种植体","四级纯钛种植体产品系统","江苏人冠医疗科技有限公司","江苏人冠医疗科技有限公司","修复基台（单牙）","国械注准20223171152","基台及附件",null,"包含注册证下相关部件纯钛或钛合金材质","适用于单牙种植修复基台、材质为纯钛或钛合金","个",135,"d6686809-3e2a-11ed-9447-b4055d63f15c","9658f192-3b10-11ed-9447-b4055d63f15c","国械注准20223171152","基台及附件","江苏人冠医疗科技有限公司","江苏人冠医疗科技有限公司","c4e4d55b-3e2a-11ed-9447-b4055d63f15c","基台及附件-直基台","粘接基台 NP φ4.5×1mm 5.5mm","2120110A","TC4ELI","C0702021380100112144","C07020213801001121440000258"]
[255,"S13310001","Regrown骨水平种植体","四级纯钛种植体产品系统","江苏人冠医疗科技有限公司","江苏人冠医疗科技有限公司","修复基台（单牙）","国械注准20223171152","基台及附件",null,"包含注册证下相关部件纯钛或钛合金材质","适用于单牙种植修复基台、材质为纯钛或钛合金","个",135,"d6686c21-3e2a-11ed-9447-b4055d63f15c","9658f192-3b10-11ed-9447-b4055d63f15c","国械注准20223171152","基台及附件","江苏人冠医疗科技有限公司","江苏人冠医疗科技有限公司","c4e4d55b-3e2a-11ed-9447-b4055d63f15c","基台及附件-直基台","粘接基台 RP φ5×3mm 5.5mm","2124430","TC4ELI","C0702021380100112144","C07020213801001121440000259"]
[255,"S13310001","Regrown骨水平种植体","四级纯钛种植体产品系统","江苏人冠医疗科技有限公司","江苏人冠医疗科技有限公司","修复基台（单牙）","国械注准20223171152","基台及附件",null,"包含注册证下相关部件纯钛或钛合金材质","适用于单牙种植修复基台、材质为纯钛或钛合金","个",135,"d6687740-3e2a-11ed-9447-b4055d63f15c","9658f192-3b10-11ed-9447-b4055d63f15c","国械注准20223171152","基台及附件","江苏人冠医疗科技有限公司","江苏人冠医疗科技有限公司","c4e4d55b-3e2a-11ed-9447-b4055d63f15c","基台及附件-直基台","粘接基台 RP φ6×2mm 7mm","2124820","TC4ELI","C0702021380100112144","C07020213801001121440000260"]
[255,"S13310001","Regrown骨水平种植体","四级纯钛种植体产品系统","江苏人冠医疗科技有限公司","江苏人冠医疗科技有限公司","修复基台（单牙）","国械注准20223171152","基台及附件",null,"包含注册证下相关部件纯钛或钛合金材质","适用于单牙种植修复基台、材质为纯钛或钛合金","个",135,"d6687d72-3e2a-11ed-9447-b4055d63f15c","9658f192-3b10-11ed-9447-b4055d63f15c","国械注准20223171152","基台及附件","江苏人冠医疗科技有限公司","江苏人冠医疗科技有限公司","c4e4d55b-3e2a-11ed-9447-b4055d63f15c","基台及附件-直基台","粘接基台 RP φ5×5mm 5.5mm","2124450","TC4ELI","C0702021380100112144","C07020213801001121440000261"]
[255,"S13310001","Regrown骨水平种植体","四级纯钛种植体产品系统","江苏人冠医疗科技有限公司","江苏人冠医疗科技有限公司","修复基台（单牙）","国械注准20223171152","基台及附件",null,"包含注册证下相关部件纯钛或钛合金材质","适用于单牙种植修复基台、材质为纯钛或钛合金","个",135,"d66881ea-3e2a-11ed-9447-b4055d63f15c","9658f192-3b10-11ed-9447-b4055d63f15c","国械注准20223171152","基台及附件","江苏人冠医疗科技有限公司","江苏人冠医疗科技有限公司","c4e4d55b-3e2a-11ed-9447-b4055d63f15c","基台及附件-直基台","粘接基台 NP φ4.5×5mm 5.5mm","2123150","TC4ELI","C0702021380100112144","C07020213801001121440000262"]
[255,"S13310001","Regrown骨水平种植体","四级纯钛种植体产品系统","江苏人冠医疗科技有限公司","江苏人冠医疗科技有限公司","修复基台（单牙）","国械注准20223171152","基台及附件",null,"包含注册证下相关部件纯钛或钛合金材质","适用于单牙种植修复基台、材质为纯钛或钛合金","个",135,"d6688696-3e2a-11ed-9447-b4055d63f15c","9658f192-3b10-11ed-9447-b4055d63f15c","国械注准20223171152","基台及附件","江苏人冠医疗科技有限公司","江苏人冠医疗科技有限公司","c4e4d55b-3e2a-11ed-9447-b4055d63f15c","基台及附件-直基台","粘接基台 RP φ5×1mm 5.5mm","2124410","TC4ELI","C0702021380100112144","C07020213801001121440000263"]
[255,"S13310001","Regrown骨水平种植体","四级纯钛种植体产品系统","江苏人冠医疗科技有限公司","江苏人冠医疗科技有限公司","修复基台（单牙）","国械注准20223171152","基台及附件",null,"包含注册证下相关部件纯钛或钛合金材质","适用于单牙种植修复基台、材质为纯钛或钛合金","个",135,"d66895c8-3e2a-11ed-9447-b4055d63f15c","9658f192-3b10-11ed-9447-b4055d63f15c","国械注准20223171152","基台及附件","江苏人冠医疗科技有限公司","江苏人冠医疗科技有限公司","c4e4d55b-3e2a-11ed-9447-b4055d63f15c","基台及附件-直基台","粘接基台 RP φ5×1mm 5.5mm","2121410A","TC4ELI","C0702021380100112144","C07020213801001121440000264"]
[255,"S13310001","Regrown骨水平种植体","四级纯钛种植体产品系统","江苏人冠医疗科技有限公司","江苏人冠医疗科技有限公司","修复基台（单牙）","国械注准20223171152","基台及附件",null,"包含注册证下相关部件纯钛或钛合金材质","适用于单牙种植修复基台、材质为纯钛或钛合金","个",135,"d6689f46-3e2a-11ed-9447-b4055d63f15c","9658f192-3b10-11ed-9447-b4055d63f15c","国械注准20223171152","基台及附件","江苏人冠医疗科技有限公司","江苏人冠医疗科技有限公司","c4e4d55b-3e2a-11ed-9447-b4055d63f15c","基台及附件-直基台","直基台A型 NP 1.5mm 5.5mm","2150430","TC4ELI","C0702021380100112144","C07020213801001121440000265"]
[255,"S13310001","Regrown骨水平种植体","四级纯钛种植体产品系统","江苏人冠医疗科技有限公司","江苏人冠医疗科技有限公司","修复基台（单牙）","国械注准20223171152","基台及附件",null,"包含注册证下相关部件纯钛或钛合金材质","适用于单牙种植修复基台、材质为纯钛或钛合金","个",135,"d668a4e7-3e2a-11ed-9447-b4055d63f15c","9658f192-3b10-11ed-9447-b4055d63f15c","国械注准20223171152","基台及附件","江苏人冠医疗科技有限公司","江苏人冠医疗科技有限公司","c4e4d55b-3e2a-11ed-9447-b4055d63f15c","基台及附件-直基台","粘接基台 RP φ6×1mm 5.5mm","2124710","TC4ELI","C0702021380100112144","C07020213801001121440000266"]
[255,"S13310001","Regrown骨水平种植体","四级纯钛种植体产品系统","江苏人冠医疗科技有限公司","江苏人冠医疗科技有限公司","修复基台（单牙）","国械注准20223171152","基台及附件",null,"包含注册证下相关部件纯钛或钛合金材质","适用于单牙种植修复基台、材质为纯钛或钛合金","个",135,"d668bdd8-3e2a-11ed-9447-b4055d63f15c","9658f192-3b10-11ed-9447-b4055d63f15c","国械注准20223171152","基台及附件","江苏人冠医疗科技有限公司","江苏人冠医疗科技有限公司","c4e4d55b-3e2a-11ed-9447-b4055d63f15c","基台及附件-直基台","粘接基台 RP φ4.5×4mm 7mm","2121240A","TC4ELI","C0702021380100112144","C07020213801001121440000267"]
[255,"S13310001","Regrown骨水平种植体","四级纯钛种植体产品系统","江苏人冠医疗科技有限公司","江苏人冠医疗科技有限公司","修复基台（单牙）","国械注准20223171152","基台及附件",null,"包含注册证下相关部件纯钛或钛合金材质","适用于单牙种植修复基台、材质为纯钛或钛合金","个",135,"d668c62e-3e2a-11ed-9447-b4055d63f15c","9658f192-3b10-11ed-9447-b4055d63f15c","国械注准20223171152","基台及附件","江苏人冠医疗科技有限公司","江苏人冠医疗科技有限公司","c4e4d55b-3e2a-11ed-9447-b4055d63f15c","基台及附件-直基台","直基台A型 RP宽3mm 5.5mm","2150280A","TC4ELI","C0702021380100112144","C07020213801001121440000268"]
[255,"S13310001","Regrown骨水平种植体","四级纯钛种植体产品系统","江苏人冠医疗科技有限公司","江苏人冠医疗科技有限公司","修复基台（单牙）","国械注准20223171152","基台及附件",null,"包含注册证下相关部件纯钛或钛合金材质","适用于单牙种植修复基台、材质为纯钛或钛合金","个",135,"d668d35d-3e2a-11ed-9447-b4055d63f15c","9658f192-3b10-11ed-9447-b4055d63f15c","国械注准20223171152","基台及附件","江苏人冠医疗科技有限公司","江苏人冠医疗科技有限公司","c4e4d55b-3e2a-11ed-9447-b4055d63f15c","基台及附件-直基台","粘接基台 RP φ7×3mm 5.5mm","2124930","TC4ELI","C0702021380100112144","C07020213801001121440000269"]
[255,"S13310001","Regrown骨水平种植体","四级纯钛种植体产品系统","江苏人冠医疗科技有限公司","江苏人冠医疗科技有限公司","修复基台（单牙）","国械注准20223171152","基台及附件",null,"包含注册证下相关部件纯钛或钛合金材质","适用于单牙种植修复基台、材质为纯钛或钛合金","个",135,"d668e5db-3e2a-11ed-9447-b4055d63f15c","9658f192-3b10-11ed-9447-b4055d63f15c","国械注准20223171152","基台及附件","江苏人冠医疗科技有限公司","江苏人冠医疗科技有限公司","c4e4d55b-3e2a-11ed-9447-b4055d63f15c","基台及附件-直基台","直基台B型NP 3mm","2110120A","TC4ELI","C0702021380100112144","C07020213801001121440000270"]
[255,"S13310001","Regrown骨水平种植体","四级纯钛种植体产品系统","江苏人冠医疗科技有限公司","江苏人冠医疗科技有限公司","修复基台（单牙）","国械注准20223171152","基台及附件",null,"包含注册证下相关部件纯钛或钛合金材质","适用于单牙种植修复基台、材质为纯钛或钛合金","个",135,"d668ec88-3e2a-11ed-9447-b4055d63f15c","9658f192-3b10-11ed-9447-b4055d63f15c","国械注准20223171152","基台及附件","江苏人冠医疗科技有限公司","江苏人冠医疗科技有限公司","c4e4d55b-3e2a-11ed-9447-b4055d63f15c","基台及附件-直基台","直基台A型 RP 1.5mm 4mm","2150210A","TC4ELI","C0702021380100112144","C07020213801001121440000271"]
[255,"S13310001","Regrown骨水平种植体","四级纯钛种植体产品系统","江苏人冠医疗科技有限公司","江苏人冠医疗科技有限公司","修复基台（单牙）","国械注准20223171152","基台及附件",null,"包含注册证下相关部件纯钛或钛合金材质","适用于单牙种植修复基台、材质为纯钛或钛合金","个",135,"d668f237-3e2a-11ed-9447-b4055d63f15c","9658f192-3b10-11ed-9447-b4055d63f15c","国械注准20223171152","基台及附件","江苏人冠医疗科技有限公司","江苏人冠医疗科技有限公司","c4e4d55b-3e2a-11ed-9447-b4055d63f15c","基台及附件-直基台","粘接基台 NP φ4.5×5mm 7mm","2123250","TC4ELI","C0702021380100112144","C07020213801001121440000272"]
[255,"S13310001","Regrown骨水平种植体","四级纯钛种植体产品系统","江苏人冠医疗科技有限公司","江苏人冠医疗科技有限公司","修复基台（单牙）","国械注准20223171152","基台及附件",null,"包含注册证下相关部件纯钛或钛合金材质","适用于单牙种植修复基台、材质为纯钛或钛合金","个",135,"d668fda7-3e2a-11ed-9447-b4055d63f15c","9658f192-3b10-11ed-9447-b4055d63f15c","国械注准20223171152","基台及附件","江苏人冠医疗科技有限公司","江苏人冠医疗科技有限公司","c4e4d55b-3e2a-11ed-9447-b4055d63f15c","基台及附件-直基台","粘接基台 RP φ5×1mm 7mm","2121510A","TC4ELI","C0702021380100112144","C07020213801001121440000273"]
[255,"S13310001","Regrown骨水平种植体","四级纯钛种植体产品系统","江苏人冠医疗科技有限公司","江苏人冠医疗科技有限公司","修复基台（单牙）","国械注准20223171152","基台及附件",null,"包含注册证下相关部件纯钛或钛合金材质","适用于单牙种植修复基台、材质为纯钛或钛合金","个",135,"d6690253-3e2a-11ed-9447-b4055d63f15c","9658f192-3b10-11ed-9447-b4055d63f15c","国械注准20223171152","基台及附件","江苏人冠医疗科技有限公司","江苏人冠医疗科技有限公司","c4e4d55b-3e2a-11ed-9447-b4055d63f15c","基台及附件-直基台","粘接基台 RP φ7×5mm 5.5mm","2124950","TC4ELI","C0702021380100112144","C07020213801001121440000274"]
[255,"S13310001","Regrown骨水平种植体","四级纯钛种植体产品系统","江苏人冠医疗科技有限公司","江苏人冠医疗科技有限公司","修复基台（单牙）","国械注准20223171152","基台及附件",null,"包含注册证下相关部件纯钛或钛合金材质","适用于单牙种植修复基台、材质为纯钛或钛合金","个",135,"d6690749-3e2a-11ed-9447-b4055d63f15c","9658f192-3b10-11ed-9447-b4055d63f15c","国械注准20223171152","基台及附件","江苏人冠医疗科技有限公司","江苏人冠医疗科技有限公司","c4e4d55b-3e2a-11ed-9447-b4055d63f15c","基台及附件-直基台","粘接基台 RP φ6×2mm 4mm","2121620A","TC4ELI","C0702021380100112144","C07020213801001121440000275"]
[255,"S13310001","Regrown骨水平种植体","四级纯钛种植体产品系统","江苏人冠医疗科技有限公司","江苏人冠医疗科技有限公司","修复基台（单牙）","国械注准20223171152","基台及附件",null,"包含注册证下相关部件纯钛或钛合金材质","适用于单牙种植修复基台、材质为纯钛或钛合金","个",135,"d6690e3e-3e2a-11ed-9447-b4055d63f15c","9658f192-3b10-11ed-9447-b4055d63f15c","国械注准20223171152","基台及附件","江苏人冠医疗科技有限公司","江苏人冠医疗科技有限公司","c4e4d55b-3e2a-11ed-9447-b4055d63f15c","基台及附件-直基台","直基台B型NP 4.5mm","2112130","TC4ELI","C0702021380100112144","C07020213801001121440000276"]
[255,"S13310001","Regrown骨水平种植体","四级纯钛种植体产品系统","江苏人冠医疗科技有限公司","江苏人冠医疗科技有限公司","修复基台（单牙）","国械注准20223171152","基台及附件",null,"包含注册证下相关部件纯钛或钛合金材质","适用于单牙种植修复基台、材质为纯钛或钛合金","个",135,"d6691363-3e2a-11ed-9447-b4055d63f15c","9658f192-3b10-11ed-9447-b4055d63f15c","国械注准20223171152","基台及附件","江苏人冠医疗科技有限公司","江苏人冠医疗科技有限公司","c4e4d55b-3e2a-11ed-9447-b4055d63f15c","基台及附件-直基台","粘接基台 RP φ5×2mm 4mm","2124320","TC4ELI","C0702021380100112144","C07020213801001121440000277"]
[255,"S13310001","Regrown骨水平种植体","四级纯钛种植体产品系统","江苏人冠医疗科技有限公司","江苏人冠医疗科技有限公司","修复基台（单牙）","国械注准20223171152","基台及附件",null,"包含注册证下相关部件纯钛或钛合金材质","适用于单牙种植修复基台、材质为纯钛或钛合金","个",135,"d66918b0-3e2a-11ed-9447-b4055d63f15c","9658f192-3b10-11ed-9447-b4055d63f15c","国械注准20223171152","基台及附件","江苏人冠医疗科技有限公司","江苏人冠医疗科技有限公司","c4e4d55b-3e2a-11ed-9447-b4055d63f15c","基台及附件-直基台","粘接基台 RP φ5×3mm 4mm","2121330A","TC4ELI","C0702021380100112144","C07020213801001121440000278"]
[257,"S13310001","Regrown骨水平种植体","四级纯钛种植体产品系统","江苏人冠医疗科技有限公司","江苏人冠医疗科技有限公司","种植体替代体","苏苏械备20200215号","替代体",null,"包含注册证下相关部件所有材质","不区分材质","个",45,"f27261df-e2af-11ea-bf70-fa163e0a8baf","84b99ce3-ca52-11ea-a4d6-fa163e0a8baf","苏苏械备20200215号","替代体","江苏人冠医疗科技有限公司","江苏人冠医疗科技有限公司","db1721f5-e1c6-11ea-bf70-fa163e0a8baf","替代体","螺丝固位 20° 3D","ZMC","钛合金","C0702041390200312144","C07020413902003121440000018"]
[257,"S13310001","Regrown骨水平种植体","四级纯钛种植体产品系统","江苏人冠医疗科技有限公司","江苏人冠医疗科技有限公司","种植体替代体","苏苏械备20200215号","替代体",null,"包含注册证下相关部件所有材质","不区分材质","个",45,"f272850d-e2af-11ea-bf70-fa163e0a8baf","84b99ce3-ca52-11ea-a4d6-fa163e0a8baf","苏苏械备20200215号","替代体","江苏人冠医疗科技有限公司","江苏人冠医疗科技有限公司","db1721f5-e1c6-11ea-bf70-fa163e0a8baf","替代体","5.7 3D","ZMV","钛合金","C0702041390200312144","C07020413902003121440000006"]
[257,"S13310001","Regrown骨水平种植体","四级纯钛种植体产品系统","江苏人冠医疗科技有限公司","江苏人冠医疗科技有限公司","种植体替代体","苏苏械备20200215号","替代体",null,"包含注册证下相关部件所有材质","不区分材质","个",45,"f2728743-e2af-11ea-bf70-fa163e0a8baf","84b99ce3-ca52-11ea-a4d6-fa163e0a8baf","苏苏械备20200215号","替代体","江苏人冠医疗科技有限公司","江苏人冠医疗科技有限公司","db1721f5-e1c6-11ea-bf70-fa163e0a8baf","替代体","螺丝固位 角度 3D","ZMC","钛合金","C0702041390200312144","C07020413902003121440000022"]
[257,"S13310001","Regrown骨水平种植体","四级纯钛种植体产品系统","江苏人冠医疗科技有限公司","江苏人冠医疗科技有限公司","种植体替代体","苏苏械备20200215号","替代体",null,"包含注册证下相关部件所有材质","不区分材质","个",45,"f2728905-e2af-11ea-bf70-fa163e0a8baf","84b99ce3-ca52-11ea-a4d6-fa163e0a8baf","苏苏械备20200215号","替代体","江苏人冠医疗科技有限公司","江苏人冠医疗科技有限公司","db1721f5-e1c6-11ea-bf70-fa163e0a8baf","替代体","球基台","ZMC","钛合金","C0702041390200312144","C07020413902003121440000015"]
[257,"S13310001","Regrown骨水平种植体","四级纯钛种植体产品系统","江苏人冠医疗科技有限公司","江苏人冠医疗科技有限公司","种植体替代体","苏苏械备20200215号","替代体",null,"包含注册证下相关部件所有材质","不区分材质","个",45,"f2728aae-e2af-11ea-bf70-fa163e0a8baf","84b99ce3-ca52-11ea-a4d6-fa163e0a8baf","苏苏械备20200215号","替代体","江苏人冠医疗科技有限公司","江苏人冠医疗科技有限公司","db1721f5-e1c6-11ea-bf70-fa163e0a8baf","替代体","L 12 3D","ZMC","钛合金","C0702041390200312144","C07020413902003121440000007"]
[257,"S13310001","Regrown骨水平种植体","四级纯钛种植体产品系统","江苏人冠医疗科技有限公司","江苏人冠医疗科技有限公司","种植体替代体","苏苏械备20200215号","替代体",null,"包含注册证下相关部件所有材质","不区分材质","个",45,"f2728c56-e2af-11ea-bf70-fa163e0a8baf","84b99ce3-ca52-11ea-a4d6-fa163e0a8baf","苏苏械备20200215号","替代体","江苏人冠医疗科技有限公司","江苏人冠医疗科技有限公司","db1721f5-e1c6-11ea-bf70-fa163e0a8baf","替代体","4.5","ZMV","钛合金","C0702041390200312144","C07020413902003121440000003"]
[257,"S13310001","Regrown骨水平种植体","四级纯钛种植体产品系统","江苏人冠医疗科技有限公司","江苏人冠医疗科技有限公司","种植体替代体","苏苏械备20200215号","替代体",null,"包含注册证下相关部件所有材质","不区分材质","个",45,"f2728dce-e2af-11ea-bf70-fa163e0a8baf","84b99ce3-ca52-11ea-a4d6-fa163e0a8baf","苏苏械备20200215号","替代体","江苏人冠医疗科技有限公司","江苏人冠医疗科技有限公司","db1721f5-e1c6-11ea-bf70-fa163e0a8baf","替代体","螺丝固位 45° 3D","ZMC","钛合金","C0702041390200312144","C07020413902003121440000020"]
[257,"S13310001","Regrown骨水平种植体","四级纯钛种植体产品系统","江苏人冠医疗科技有限公司","江苏人冠医疗科技有限公司","种植体替代体","苏苏械备20200215号","替代体",null,"包含注册证下相关部件所有材质","不区分材质","个",45,"f2728f3b-e2af-11ea-bf70-fa163e0a8baf","84b99ce3-ca52-11ea-a4d6-fa163e0a8baf","苏苏械备20200215号","替代体","江苏人冠医疗科技有限公司","江苏人冠医疗科技有限公司","db1721f5-e1c6-11ea-bf70-fa163e0a8baf","替代体","φ4.1 3D","NOS","钛合金","C0702041390200312144","C07020413902003121440000012"]
[257,"S13310001","Regrown骨水平种植体","四级纯钛种植体产品系统","江苏人冠医疗科技有限公司","江苏人冠医疗科技有限公司","种植体替代体","苏苏械备20200215号","替代体",null,"包含注册证下相关部件所有材质","不区分材质","个",45,"f272909f-e2af-11ea-bf70-fa163e0a8baf","84b99ce3-ca52-11ea-a4d6-fa163e0a8baf","苏苏械备20200215号","替代体","江苏人冠医疗科技有限公司","江苏人冠医疗科技有限公司","db1721f5-e1c6-11ea-bf70-fa163e0a8baf","替代体","螺丝固位 20°","ZMC","钛合金","C0702041390200312144","C07020413902003121440000017"]
[257,"S13310001","Regrown骨水平种植体","四级纯钛种植体产品系统","江苏人冠医疗科技有限公司","江苏人冠医疗科技有限公司","种植体替代体","苏苏械备20200215号","替代体",null,"包含注册证下相关部件所有材质","不区分材质","个",45,"f2729216-e2af-11ea-bf70-fa163e0a8baf","84b99ce3-ca52-11ea-a4d6-fa163e0a8baf","苏苏械备20200215号","替代体","江苏人冠医疗科技有限公司","江苏人冠医疗科技有限公司","db1721f5-e1c6-11ea-bf70-fa163e0a8baf","替代体","4.5 3D","ZMV","钛合金","C0702041390200312144","C07020413902003121440000004"]
[257,"S13310001","Regrown骨水平种植体","四级纯钛种植体产品系统","江苏人冠医疗科技有限公司","江苏人冠医疗科技有限公司","种植体替代体","苏苏械备20200215号","替代体",null,"包含注册证下相关部件所有材质","不区分材质","个",45,"f2729378-e2af-11ea-bf70-fa163e0a8baf","84b99ce3-ca52-11ea-a4d6-fa163e0a8baf","苏苏械备20200215号","替代体","江苏人冠医疗科技有限公司","江苏人冠医疗科技有限公司","db1721f5-e1c6-11ea-bf70-fa163e0a8baf","替代体","螺丝固位 角度","ZMC","钛合金","C0702041390200312144","C07020413902003121440000021"]
[257,"S13310001","Regrown骨水平种植体","四级纯钛种植体产品系统","江苏人冠医疗科技有限公司","江苏人冠医疗科技有限公司","种植体替代体","苏苏械备20200215号","替代体",null,"包含注册证下相关部件所有材质","不区分材质","个",45,"f27294d8-e2af-11ea-bf70-fa163e0a8baf","84b99ce3-ca52-11ea-a4d6-fa163e0a8baf","苏苏械备20200215号","替代体","江苏人冠医疗科技有限公司","江苏人冠医疗科技有限公司","db1721f5-e1c6-11ea-bf70-fa163e0a8baf","替代体","锥形基台","ZMV","钛合金","C0702041390200312144","C07020413902003121440000023"]
[257,"S13310001","Regrown骨水平种植体","四级纯钛种植体产品系统","江苏人冠医疗科技有限公司","江苏人冠医疗科技有限公司","种植体替代体","苏苏械备20200215号","替代体",null,"包含注册证下相关部件所有材质","不区分材质","个",45,"f27296ba-e2af-11ea-bf70-fa163e0a8baf","84b99ce3-ca52-11ea-a4d6-fa163e0a8baf","苏苏械备20200215号","替代体","江苏人冠医疗科技有限公司","江苏人冠医疗科技有限公司","db1721f5-e1c6-11ea-bf70-fa163e0a8baf","替代体","φ4.1","NOS","钛合金","C0702041390200312144","C07020413902003121440000011"]
[257,"S13310001","Regrown骨水平种植体","四级纯钛种植体产品系统","江苏人冠医疗科技有限公司","江苏人冠医疗科技有限公司","种植体替代体","苏苏械备20200215号","替代体",null,"包含注册证下相关部件所有材质","不区分材质","个",45,"f2729830-e2af-11ea-bf70-fa163e0a8baf","84b99ce3-ca52-11ea-a4d6-fa163e0a8baf","苏苏械备20200215号","替代体","江苏人冠医疗科技有限公司","江苏人冠医疗科技有限公司","db1721f5-e1c6-11ea-bf70-fa163e0a8baf","替代体","S 12 3D","ZMC","钛合金","C0702041390200312144","C07020413902003121440000009"]
[257,"S13310001","Regrown骨水平种植体","四级纯钛种植体产品系统","江苏人冠医疗科技有限公司","江苏人冠医疗科技有限公司","种植体替代体","苏苏械备20200215号","替代体",null,"包含注册证下相关部件所有材质","不区分材质","个",45,"f2729990-e2af-11ea-bf70-fa163e0a8baf","84b99ce3-ca52-11ea-a4d6-fa163e0a8baf","苏苏械备20200215号","替代体","江苏人冠医疗科技有限公司","江苏人冠医疗科技有限公司","db1721f5-e1c6-11ea-bf70-fa163e0a8baf","替代体","螺丝固位 45°","ZMC","钛合金","C0702041390200312144","C07020413902003121440000019"]
[257,"S13310001","Regrown骨水平种植体","四级纯钛种植体产品系统","江苏人冠医疗科技有限公司","江苏人冠医疗科技有限公司","种植体替代体","苏苏械备20200215号","替代体",null,"包含注册证下相关部件所有材质","不区分材质","个",45,"f2729aeb-e2af-11ea-bf70-fa163e0a8baf","84b99ce3-ca52-11ea-a4d6-fa163e0a8baf","苏苏械备20200215号","替代体","江苏人冠医疗科技有限公司","江苏人冠医疗科技有限公司","db1721f5-e1c6-11ea-bf70-fa163e0a8baf","替代体","复合基台","NOS","钛合金","C0702041390200312144","C07020413902003121440000013"]
[257,"S13310001","Regrown骨水平种植体","四级纯钛种植体产品系统","江苏人冠医疗科技有限公司","江苏人冠医疗科技有限公司","种植体替代体","苏苏械备20200215号","替代体",null,"包含注册证下相关部件所有材质","不区分材质","个",45,"f2729c4d-e2af-11ea-bf70-fa163e0a8baf","84b99ce3-ca52-11ea-a4d6-fa163e0a8baf","苏苏械备20200215号","替代体","江苏人冠医疗科技有限公司","江苏人冠医疗科技有限公司","db1721f5-e1c6-11ea-bf70-fa163e0a8baf","替代体","3.5 3D","ZMV","钛合金","C0702041390200312144","C07020413902003121440000002"]
[257,"S13310001","Regrown骨水平种植体","四级纯钛种植体产品系统","江苏人冠医疗科技有限公司","江苏人冠医疗科技有限公司","种植体替代体","苏苏械备20200215号","替代体",null,"包含注册证下相关部件所有材质","不区分材质","个",45,"f2729dbd-e2af-11ea-bf70-fa163e0a8baf","84b99ce3-ca52-11ea-a4d6-fa163e0a8baf","苏苏械备20200215号","替代体","江苏人冠医疗科技有限公司","江苏人冠医疗科技有限公司","db1721f5-e1c6-11ea-bf70-fa163e0a8baf","替代体","球基台 3D","ZMC","钛合金","C0702041390200312144","C07020413902003121440000016"]
[257,"S13310001","Regrown骨水平种植体","四级纯钛种植体产品系统","江苏人冠医疗科技有限公司","江苏人冠医疗科技有限公司","种植体替代体","苏苏械备20200215号","替代体",null,"包含注册证下相关部件所有材质","不区分材质","个",45,"f2729f1d-e2af-11ea-bf70-fa163e0a8baf","84b99ce3-ca52-11ea-a4d6-fa163e0a8baf","苏苏械备20200215号","替代体","江苏人冠医疗科技有限公司","江苏人冠医疗科技有限公司","db1721f5-e1c6-11ea-bf70-fa163e0a8baf","替代体","复合基台 3D","NOS","钛合金","C0702041390200312144","C07020413902003121440000014"]
[257,"S13310001","Regrown骨水平种植体","四级纯钛种植体产品系统","江苏人冠医疗科技有限公司","江苏人冠医疗科技有限公司","种植体替代体","苏苏械备20200215号","替代体",null,"包含注册证下相关部件所有材质","不区分材质","个",45,"f272a079-e2af-11ea-bf70-fa163e0a8baf","84b99ce3-ca52-11ea-a4d6-fa163e0a8baf","苏苏械备20200215号","替代体","江苏人冠医疗科技有限公司","江苏人冠医疗科技有限公司","db1721f5-e1c6-11ea-bf70-fa163e0a8baf","替代体","3.5","ZMV","钛合金","C0702041390200312144","C07020413902003121440000001"]
[257,"S13310001","Regrown骨水平种植体","四级纯钛种植体产品系统","江苏人冠医疗科技有限公司","江苏人冠医疗科技有限公司","种植体替代体","苏苏械备20200215号","替代体",null,"包含注册证下相关部件所有材质","不区分材质","个",45,"f27b0174-e2af-11ea-bf70-fa163e0a8baf","84b99ce3-ca52-11ea-a4d6-fa163e0a8baf","苏苏械备20200215号","替代体","江苏人冠医疗科技有限公司","江苏人冠医疗科技有限公司","db1721f5-e1c6-11ea-bf70-fa163e0a8baf","替代体","S 15","ZMC","钛合金","C0702041390200312144","C07020413902003121440000010"]
[257,"S13310001","Regrown骨水平种植体","四级纯钛种植体产品系统","江苏人冠医疗科技有限公司","江苏人冠医疗科技有限公司","种植体替代体","苏苏械备20200215号","替代体",null,"包含注册证下相关部件所有材质","不区分材质","个",45,"f27bd84b-e2af-11ea-bf70-fa163e0a8baf","84b99ce3-ca52-11ea-a4d6-fa163e0a8baf","苏苏械备20200215号","替代体","江苏人冠医疗科技有限公司","江苏人冠医疗科技有限公司","db1721f5-e1c6-11ea-bf70-fa163e0a8baf","替代体","锥形基台 3D","ZMV","钛合金","C0702041390200312144","C07020413902003121440000024"]
[257,"S13310001","Regrown骨水平种植体","四级纯钛种植体产品系统","江苏人冠医疗科技有限公司","江苏人冠医疗科技有限公司","种植体替代体","苏苏械备20200215号","替代体",null,"包含注册证下相关部件所有材质","不区分材质","个",45,"f27bf1bb-e2af-11ea-bf70-fa163e0a8baf","84b99ce3-ca52-11ea-a4d6-fa163e0a8baf","苏苏械备20200215号","替代体","江苏人冠医疗科技有限公司","江苏人冠医疗科技有限公司","db1721f5-e1c6-11ea-bf70-fa163e0a8baf","替代体","5.7","ZMV","钛合金","C0702041390200312144","C07020413902003121440000005"]
[257,"S13310001","Regrown骨水平种植体","四级纯钛种植体产品系统","江苏人冠医疗科技有限公司","江苏人冠医疗科技有限公司","种植体替代体","苏苏械备20200215号","替代体",null,"包含注册证下相关部件所有材质","不区分材质","个",45,"f27c0f6d-e2af-11ea-bf70-fa163e0a8baf","84b99ce3-ca52-11ea-a4d6-fa163e0a8baf","苏苏械备20200215号","替代体","江苏人冠医疗科技有限公司","江苏人冠医疗科技有限公司","db1721f5-e1c6-11ea-bf70-fa163e0a8baf","替代体","L 15.5","ZMC","钛合金","C0702041390200312144","C07020413902003121440000008"]
[200,"S00190001","牙种植体系统","四级纯钛种植体产品系统","深圳安特医疗股份有限公司","深圳安特医疗股份有限公司","种植体（含覆盖螺丝）","国械注准20193171979","牙种植体系统","国食药监械（准）字2014第3631494号","四级纯钛","不含临时种植体、穿颧种植体和一段式种植体。","个",528,"a2eb918b-e331-11e9-953f-fa163e0a8baf","010623bb-dffe-11e9-953f-fa163e0a8baf","国械注准20193171979","牙种植体系统","深圳安特医疗股份有限公司","深圳安特医疗股份有限公司","074657dd-e32c-11e9-953f-fa163e0a8baf","牙种植体系统","φ4.7×8.0","1001.4708","纯钛","C0702011370100104983","C07020113701001049830000001"]
[200,"S00190001","牙种植体系统","四级纯钛种植体产品系统","深圳安特医疗股份有限公司","深圳安特医疗股份有限公司","种植体（含覆盖螺丝）","国械注准20193171979","牙种植体系统","国食药监械（准）字2014第3631494号","四级纯钛","不含临时种植体、穿颧种植体和一段式种植体。","个",528,"a2eb9607-e331-11e9-953f-fa163e0a8baf","010623bb-dffe-11e9-953f-fa163e0a8baf","国械注准20193171979","牙种植体系统","深圳安特医疗股份有限公司","深圳安特医疗股份有限公司","074657dd-e32c-11e9-953f-fa163e0a8baf","牙种植体系统","φ3.5×15.0","1001.3515","纯钛","C0702011370100104983","C07020113701001049830000002"]
[200,"S00190001","牙种植体系统","四级纯钛种植体产品系统","深圳安特医疗股份有限公司","深圳安特医疗股份有限公司","种植体（含覆盖螺丝）","国械注准20193171979","牙种植体系统","国食药监械（准）字2014第3631494号","四级纯钛","不含临时种植体、穿颧种植体和一段式种植体。","个",528,"a2eb99ca-e331-11e9-953f-fa163e0a8baf","010623bb-dffe-11e9-953f-fa163e0a8baf","国械注准20193171979","牙种植体系统","深圳安特医疗股份有限公司","深圳安特医疗股份有限公司","074657dd-e32c-11e9-953f-fa163e0a8baf","牙种植体系统","φ4.1×11.0","1001.4111","纯钛","C0702011370100104983","C07020113701001049830000003"]
[200,"S00190001","牙种植体系统","四级纯钛种植体产品系统","深圳安特医疗股份有限公司","深圳安特医疗股份有限公司","种植体（含覆盖螺丝）","国械注准20193171979","牙种植体系统","国食药监械（准）字2014第3631494号","四级纯钛","不含临时种植体、穿颧种植体和一段式种植体。","个",528,"a2eb9b9f-e331-11e9-953f-fa163e0a8baf","010623bb-dffe-11e9-953f-fa163e0a8baf","国械注准20193171979","牙种植体系统","深圳安特医疗股份有限公司","深圳安特医疗股份有限公司","074657dd-e32c-11e9-953f-fa163e0a8baf","牙种植体系统","φ3.5×11.0","1001.3511","纯钛","C0702011370100104983","C07020113701001049830000004"]
[200,"S00190001","牙种植体系统","四级纯钛种植体产品系统","深圳安特医疗股份有限公司","深圳安特医疗股份有限公司","种植体（含覆盖螺丝）","国械注准20193171979","牙种植体系统","国食药监械（准）字2014第3631494号","四级纯钛","不含临时种植体、穿颧种植体和一段式种植体。","个",528,"a2eb9d2a-e331-11e9-953f-fa163e0a8baf","010623bb-dffe-11e9-953f-fa163e0a8baf","国械注准20193171979","牙种植体系统","深圳安特医疗股份有限公司","深圳安特医疗股份有限公司","074657dd-e32c-11e9-953f-fa163e0a8baf","牙种植体系统","φ4.1×8.0","1001.4108","纯钛","C0702011370100104983","C07020113701001049830000005"]
[200,"S00190001","牙种植体系统","四级纯钛种植体产品系统","深圳安特医疗股份有限公司","深圳安特医疗股份有限公司","种植体（含覆盖螺丝）","国械注准20193171979","牙种植体系统","国食药监械（准）字2014第3631494号","四级纯钛","不含临时种植体、穿颧种植体和一段式种植体。","个",528,"a2eba1ee-e331-11e9-953f-fa163e0a8baf","010623bb-dffe-11e9-953f-fa163e0a8baf","国械注准20193171979","牙种植体系统","深圳安特医疗股份有限公司","深圳安特医疗股份有限公司","074657dd-e32c-11e9-953f-fa163e0a8baf","牙种植体系统","φ4.1×15.0","1001.4115","纯钛","C0702011370100104983","C07020113701001049830000006"]
[200,"S00190001","牙种植体系统","四级纯钛种植体产品系统","深圳安特医疗股份有限公司","深圳安特医疗股份有限公司","种植体（含覆盖螺丝）","国械注准20193171979","牙种植体系统","国食药监械（准）字2014第3631494号","四级纯钛","不含临时种植体、穿颧种植体和一段式种植体。","个",528,"a2eba36b-e331-11e9-953f-fa163e0a8baf","010623bb-dffe-11e9-953f-fa163e0a8baf","国械注准20193171979","牙种植体系统","深圳安特医疗股份有限公司","深圳安特医疗股份有限公司","074657dd-e32c-11e9-953f-fa163e0a8baf","牙种植体系统","φ4.7×13.0","1001.4713","纯钛","C0702011370100104983","C07020113701001049830000007"]
[200,"S00190001","牙种植体系统","四级纯钛种植体产品系统","深圳安特医疗股份有限公司","深圳安特医疗股份有限公司","种植体（含覆盖螺丝）","国械注准20193171979","牙种植体系统","国食药监械（准）字2014第3631494号","四级纯钛","不含临时种植体、穿颧种植体和一段式种植体。","个",528,"a2eba4c5-e331-11e9-953f-fa163e0a8baf","010623bb-dffe-11e9-953f-fa163e0a8baf","国械注准20193171979","牙种植体系统","深圳安特医疗股份有限公司","深圳安特医疗股份有限公司","074657dd-e32c-11e9-953f-fa163e0a8baf","牙种植体系统","φ4.7×15.0","1001.4715","纯钛","C0702011370100104983","C07020113701001049830000008"]
[200,"S00190001","牙种植体系统","四级纯钛种植体产品系统","深圳安特医疗股份有限公司","深圳安特医疗股份有限公司","种植体（含覆盖螺丝）","国械注准20193171979","牙种植体系统","国食药监械（准）字2014第3631494号","四级纯钛","不含临时种植体、穿颧种植体和一段式种植体。","个",528,"a2eba632-e331-11e9-953f-fa163e0a8baf","010623bb-dffe-11e9-953f-fa163e0a8baf","国械注准20193171979","牙种植体系统","深圳安特医疗股份有限公司","深圳安特医疗股份有限公司","074657dd-e32c-11e9-953f-fa163e0a8baf","牙种植体系统","φ3.5×8.0","1001.3508","纯钛","C0702011370100104983","C07020113701001049830000009"]
[200,"S00190001","牙种植体系统","四级纯钛种植体产品系统","深圳安特医疗股份有限公司","深圳安特医疗股份有限公司","种植体（含覆盖螺丝）","国械注准20193171979","牙种植体系统","国食药监械（准）字2014第3631494号","四级纯钛","不含临时种植体、穿颧种植体和一段式种植体。","个",528,"a2eba7be-e331-11e9-953f-fa163e0a8baf","010623bb-dffe-11e9-953f-fa163e0a8baf","国械注准20193171979","牙种植体系统","深圳安特医疗股份有限公司","深圳安特医疗股份有限公司","074657dd-e32c-11e9-953f-fa163e0a8baf","牙种植体系统","φ4.7×11.0","1001.4711","纯钛","C0702011370100104983","C07020113701001049830000010"]
[200,"S00190001","牙种植体系统","四级纯钛种植体产品系统","深圳安特医疗股份有限公司","深圳安特医疗股份有限公司","种植体（含覆盖螺丝）","国械注准20193171979","牙种植体系统","国食药监械（准）字2014第3631494号","四级纯钛","不含临时种植体、穿颧种植体和一段式种植体。","个",528,"a2eba933-e331-11e9-953f-fa163e0a8baf","010623bb-dffe-11e9-953f-fa163e0a8baf","国械注准20193171979","牙种植体系统","深圳安特医疗股份有限公司","深圳安特医疗股份有限公司","074657dd-e32c-11e9-953f-fa163e0a8baf","牙种植体系统","φ3.5×9.0","1001.3509","纯钛","C0702011370100104983","C07020113701001049830000011"]
[200,"S00190001","牙种植体系统","四级纯钛种植体产品系统","深圳安特医疗股份有限公司","深圳安特医疗股份有限公司","种植体（含覆盖螺丝）","国械注准20193171979","牙种植体系统","国食药监械（准）字2014第3631494号","四级纯钛","不含临时种植体、穿颧种植体和一段式种植体。","个",528,"a2ebaa8c-e331-11e9-953f-fa163e0a8baf","010623bb-dffe-11e9-953f-fa163e0a8baf","国械注准20193171979","牙种植体系统","深圳安特医疗股份有限公司","深圳安特医疗股份有限公司","074657dd-e32c-11e9-953f-fa163e0a8baf","牙种植体系统","φ3.5×13.0","1001.3513","纯钛","C0702011370100104983","C07020113701001049830000012"]
[200,"S00190001","牙种植体系统","四级纯钛种植体产品系统","深圳安特医疗股份有限公司","深圳安特医疗股份有限公司","种植体（含覆盖螺丝）","国械注准20193171979","牙种植体系统","国食药监械（准）字2014第3631494号","四级纯钛","不含临时种植体、穿颧种植体和一段式种植体。","个",528,"a2ebabf7-e331-11e9-953f-fa163e0a8baf","010623bb-dffe-11e9-953f-fa163e0a8baf","国械注准20193171979","牙种植体系统","深圳安特医疗股份有限公司","深圳安特医疗股份有限公司","074657dd-e32c-11e9-953f-fa163e0a8baf","牙种植体系统","φ4.1×13.0","1001.4113","纯钛","C0702011370100104983","C07020113701001049830000013"]
[200,"S00190001","牙种植体系统","四级纯钛种植体产品系统","深圳安特医疗股份有限公司","深圳安特医疗股份有限公司","种植体（含覆盖螺丝）","国械注准20193171979","牙种植体系统","国食药监械（准）字2014第3631494号","四级纯钛","不含临时种植体、穿颧种植体和一段式种植体。","个",528,"a2ebad51-e331-11e9-953f-fa163e0a8baf","010623bb-dffe-11e9-953f-fa163e0a8baf","国械注准20193171979","牙种植体系统","深圳安特医疗股份有限公司","深圳安特医疗股份有限公司","074657dd-e32c-11e9-953f-fa163e0a8baf","牙种植体系统","φ4.7×9.0","1001.4709","纯钛","C0702011370100104983","C07020113701001049830000014"]
[200,"S00190001","牙种植体系统","四级纯钛种植体产品系统","深圳安特医疗股份有限公司","深圳安特医疗股份有限公司","种植体（含覆盖螺丝）","国械注准20193171979","牙种植体系统","国食药监械（准）字2014第3631494号","四级纯钛","不含临时种植体、穿颧种植体和一段式种植体。","个",528,"a2ebaea5-e331-11e9-953f-fa163e0a8baf","010623bb-dffe-11e9-953f-fa163e0a8baf","国械注准20193171979","牙种植体系统","深圳安特医疗股份有限公司","深圳安特医疗股份有限公司","074657dd-e32c-11e9-953f-fa163e0a8baf","牙种植体系统","φ4.1×9.0","1001.4109","纯钛","C0702011370100104983","C07020113701001049830000015"]
[201,"S00190001","牙种植体系统","四级纯钛种植体产品系统","深圳安特医疗股份有限公司","深圳安特医疗股份有限公司","修复基台（单牙）","国械注准20193171979","牙种植体系统","国食药监械（准）字2014第3631494号","包含注册证下相关部件纯钛或钛合金材质","适用于单牙种植修复基台、材质为纯钛或钛合金","个",160,"4251bfa8-e332-11e9-953f-fa163e0a8baf","010623bb-dffe-11e9-953f-fa163e0a8baf","国械注准20193171979","牙种植体系统","深圳安特医疗股份有限公司","深圳安特医疗股份有限公司","6bddac03-e32c-11e9-953f-fa163e0a8baf","牙种植体系统-基台","φ5.0×GH1.8","2001.501800","钛合金","C0702021380100104983","C07020213801001049830000001"]
[201,"S00190001","牙种植体系统","四级纯钛种植体产品系统","深圳安特医疗股份有限公司","深圳安特医疗股份有限公司","修复基台（单牙）","国械注准20193171979","牙种植体系统","国食药监械（准）字2014第3631494号","包含注册证下相关部件纯钛或钛合金材质","适用于单牙种植修复基台、材质为纯钛或钛合金","个",160,"4251ef8f-e332-11e9-953f-fa163e0a8baf","010623bb-dffe-11e9-953f-fa163e0a8baf","国械注准20193171979","牙种植体系统","深圳安特医疗股份有限公司","深圳安特医疗股份有限公司","6bddac03-e32c-11e9-953f-fa163e0a8baf","牙种植体系统-基台","φ4.0×GH3.8","2001.403800","钛合金","C0702021380100104983","C07020213801001049830000002"]
[201,"S00190001","牙种植体系统","四级纯钛种植体产品系统","深圳安特医疗股份有限公司","深圳安特医疗股份有限公司","修复基台（单牙）","国械注准20193171979","牙种植体系统","国食药监械（准）字2014第3631494号","包含注册证下相关部件纯钛或钛合金材质","适用于单牙种植修复基台、材质为纯钛或钛合金","个",160,"4251f467-e332-11e9-953f-fa163e0a8baf","010623bb-dffe-11e9-953f-fa163e0a8baf","国械注准20193171979","牙种植体系统","深圳安特医疗股份有限公司","深圳安特医疗股份有限公司","6bddac03-e32c-11e9-953f-fa163e0a8baf","牙种植体系统-基台","φ4.0×GH1.8","2001.401800","钛合金","C0702021380100104983","C07020213801001049830000003"]
[201,"S00190001","牙种植体系统","四级纯钛种植体产品系统","深圳安特医疗股份有限公司","深圳安特医疗股份有限公司","修复基台（单牙）","国械注准20193171979","牙种植体系统","国食药监械（准）字2014第3631494号","包含注册证下相关部件纯钛或钛合金材质","适用于单牙种植修复基台、材质为纯钛或钛合金","个",160,"4251f630-e332-11e9-953f-fa163e0a8baf","010623bb-dffe-11e9-953f-fa163e0a8baf","国械注准20193171979","牙种植体系统","深圳安特医疗股份有限公司","深圳安特医疗股份有限公司","6bddac03-e32c-11e9-953f-fa163e0a8baf","牙种植体系统-基台","φ5.0×GH3.8","2001.503800","钛合金","C0702021380100104983","C07020213801001049830000004"]
[201,"S00190001","牙种植体系统","四级纯钛种植体产品系统","深圳安特医疗股份有限公司","深圳安特医疗股份有限公司","修复基台（单牙）","国械注准20193171979","牙种植体系统","国食药监械（准）字2014第3631494号","包含注册证下相关部件纯钛或钛合金材质","适用于单牙种植修复基台、材质为纯钛或钛合金","个",160,"d34c1f0b-e332-11e9-953f-fa163e0a8baf","010623bb-dffe-11e9-953f-fa163e0a8baf","国械注准20193171979","牙种植体系统","深圳安特医疗股份有限公司","深圳安特医疗股份有限公司","6bddac03-e32c-11e9-953f-fa163e0a8baf","牙种植体系统-基台","φ4.0×GH2.4×25°","2001.402425","钛合金","C0702021380100104983","C07020213801001049830000008"]
[201,"S00190001","牙种植体系统","四级纯钛种植体产品系统","深圳安特医疗股份有限公司","深圳安特医疗股份有限公司","修复基台（单牙）","国械注准20193171979","牙种植体系统","国食药监械（准）字2014第3631494号","包含注册证下相关部件纯钛或钛合金材质","适用于单牙种植修复基台、材质为纯钛或钛合金","个",160,"d34c241f-e332-11e9-953f-fa163e0a8baf","010623bb-dffe-11e9-953f-fa163e0a8baf","国械注准20193171979","牙种植体系统","深圳安特医疗股份有限公司","深圳安特医疗股份有限公司","6bddac03-e32c-11e9-953f-fa163e0a8baf","牙种植体系统-基台","φ5.0×GH2.9×15°","2001.502915","钛合金","C0702021380100104983","C07020213801001049830000009"]
[201,"S00190001","牙种植体系统","四级纯钛种植体产品系统","深圳安特医疗股份有限公司","深圳安特医疗股份有限公司","修复基台（单牙）","国械注准20193171979","牙种植体系统","国食药监械（准）字2014第3631494号","包含注册证下相关部件纯钛或钛合金材质","适用于单牙种植修复基台、材质为纯钛或钛合金","个",160,"d34c262c-e332-11e9-953f-fa163e0a8baf","010623bb-dffe-11e9-953f-fa163e0a8baf","国械注准20193171979","牙种植体系统","深圳安特医疗股份有限公司","深圳安特医疗股份有限公司","6bddac03-e32c-11e9-953f-fa163e0a8baf","牙种植体系统-基台","φ5.0×GH3.2×25°","2001.503225","钛合金","C0702021380100104983","C07020213801001049830000010"]
[201,"S00190001","牙种植体系统","四级纯钛种植体产品系统","深圳安特医疗股份有限公司","深圳安特医疗股份有限公司","修复基台（单牙）","国械注准20193171979","牙种植体系统","国食药监械（准）字2014第3631494号","包含注册证下相关部件纯钛或钛合金材质","适用于单牙种植修复基台、材质为纯钛或钛合金","个",160,"d34c27ce-e332-11e9-953f-fa163e0a8baf","010623bb-dffe-11e9-953f-fa163e0a8baf","国械注准20193171979","牙种植体系统","深圳安特医疗股份有限公司","深圳安特医疗股份有限公司","6bddac03-e32c-11e9-953f-fa163e0a8baf","牙种植体系统-基台","φ4.0×GH2.1×15°","2001.402115","钛合金","C0702021380100104983","C07020213801001049830000011"]
[202,"S00190001","牙种植体系统","四级纯钛种植体产品系统","深圳安特医疗股份有限公司","深圳安特医疗股份有限公司","愈合基台","国械注准20193171979","牙种植体系统","国食药监械（准）字2014第3631494号","包含注册证下相关部件所有材质","不区分材质","个",65,"93472f31-e332-11e9-953f-fa163e0a8baf","010623bb-dffe-11e9-953f-fa163e0a8baf","国械注准20193171979","牙种植体系统","深圳安特医疗股份有限公司","深圳安特医疗股份有限公司","a06691a3-e32c-11e9-953f-fa163e0a8baf","牙种植体系统-愈合基台","φ4.0×GH2.3","2002.4023","钛合金","C0702031380100004983","C07020313801000049830000001"]
[202,"S00190001","牙种植体系统","四级纯钛种植体产品系统","深圳安特医疗股份有限公司","深圳安特医疗股份有限公司","愈合基台","国械注准20193171979","牙种植体系统","国食药监械（准）字2014第3631494号","包含注册证下相关部件所有材质","不区分材质","个",65,"9347340a-e332-11e9-953f-fa163e0a8baf","010623bb-dffe-11e9-953f-fa163e0a8baf","国械注准20193171979","牙种植体系统","深圳安特医疗股份有限公司","深圳安特医疗股份有限公司","a06691a3-e32c-11e9-953f-fa163e0a8baf","牙种植体系统-愈合基台","φ5.0×GH2.3","2002.5023","钛合金","C0702031380100004983","C07020313801000049830000002"]
[202,"S00190001","牙种植体系统","四级纯钛种植体产品系统","深圳安特医疗股份有限公司","深圳安特医疗股份有限公司","愈合基台","国械注准20193171979","牙种植体系统","国食药监械（准）字2014第3631494号","包含注册证下相关部件所有材质","不区分材质","个",65,"9347360e-e332-11e9-953f-fa163e0a8baf","010623bb-dffe-11e9-953f-fa163e0a8baf","国械注准20193171979","牙种植体系统","深圳安特医疗股份有限公司","深圳安特医疗股份有限公司","a06691a3-e32c-11e9-953f-fa163e0a8baf","牙种植体系统-愈合基台","φ5.0×GH4.3","2002.5043","钛合金","C0702031380100004983","C07020313801000049830000003"]
[202,"S00190001","牙种植体系统","四级纯钛种植体产品系统","深圳安特医疗股份有限公司","深圳安特医疗股份有限公司","愈合基台","国械注准20193171979","牙种植体系统","国食药监械（准）字2014第3631494号","包含注册证下相关部件所有材质","不区分材质","个",65,"93473935-e332-11e9-953f-fa163e0a8baf","010623bb-dffe-11e9-953f-fa163e0a8baf","国械注准20193171979","牙种植体系统","深圳安特医疗股份有限公司","深圳安特医疗股份有限公司","a06691a3-e32c-11e9-953f-fa163e0a8baf","牙种植体系统-愈合基台","φ4.0×GH4.3","2002.4043","钛合金","C0702031380100004983","C07020313801000049830000004"]
[203,"S00190001","牙种植体系统","四级纯钛种植体产品系统","深圳安特医疗股份有限公司","深圳安特医疗股份有限公司","种植体替代体","粤深械备20221258","替代体",null,"包含注册证下相关部件所有材质","不区分材质","个",50,"f477cb67-398c-11ed-9447-b4055d63f15c","bf8c65ca-3363-11ed-9447-b4055d63f15c","粤深械备20221258","替代体","深圳安特医疗股份有限公司","深圳安特医疗股份有限公司","88aeec98-398c-11ed-9447-b4055d63f15c","替代体","G-F-001","G-F-001",null,"C0702041390200304983","C07020413902003049830000001"]
[203,"S00190001","牙种植体系统","四级纯钛种植体产品系统","深圳安特医疗股份有限公司","深圳安特医疗股份有限公司","种植体替代体","粤深械备20221258","替代体",null,"包含注册证下相关部件所有材质","不区分材质","个",50,"f4785908-398c-11ed-9447-b4055d63f15c","bf8c65ca-3363-11ed-9447-b4055d63f15c","粤深械备20221258","替代体","深圳安特医疗股份有限公司","深圳安特医疗股份有限公司","88aeec98-398c-11ed-9447-b4055d63f15c","替代体","R-F-001","R-F-001",null,"C0702041390200304983","C07020413902003049830000002"]
[203,"S00190001","牙种植体系统","四级纯钛种植体产品系统","深圳安特医疗股份有限公司","深圳安特医疗股份有限公司","种植体替代体","粤深械备20221258","替代体",null,"包含注册证下相关部件所有材质","不区分材质","个",50,"f4787f79-398c-11ed-9447-b4055d63f15c","bf8c65ca-3363-11ed-9447-b4055d63f15c","粤深械备20221258","替代体","深圳安特医疗股份有限公司","深圳安特医疗股份有限公司","88aeec98-398c-11ed-9447-b4055d63f15c","替代体","G-R-001","G-R-001",null,"C0702041390200304983","C07020413902003049830000003"]
[203,"S00190001","牙种植体系统","四级纯钛种植体产品系统","深圳安特医疗股份有限公司","深圳安特医疗股份有限公司","种植体替代体","粤深械备20221258","替代体",null,"包含注册证下相关部件所有材质","不区分材质","个",50,"f4788ce4-398c-11ed-9447-b4055d63f15c","bf8c65ca-3363-11ed-9447-b4055d63f15c","粤深械备20221258","替代体","深圳安特医疗股份有限公司","深圳安特医疗股份有限公司","88aeec98-398c-11ed-9447-b4055d63f15c","替代体","R-R-001","R-R-001",null,"C0702041390200304983","C07020413902003049830000004"]
[204,"S00190001","牙种植体系统","四级纯钛种植体产品系统","深圳安特医疗股份有限公司","深圳安特医疗股份有限公司","转移杆","粤深械备20221259","印模转移杆",null,"包含注册证下相关部件所有材质","不区分材质","个",65,"e3c338bb-398c-11ed-9447-b4055d63f15c","4ed88ca4-3364-11ed-9447-b4055d63f15c","粤深械备20221259","印模转移杆","深圳安特医疗股份有限公司","深圳安特医疗股份有限公司","36e6102a-398c-11ed-9447-b4055d63f15c","印模转移杆","A-N-002","A-N-002",null,"C0702041390200204983","C07020413902002049830000001"]
[204,"S00190001","牙种植体系统","四级纯钛种植体产品系统","深圳安特医疗股份有限公司","深圳安特医疗股份有限公司","转移杆","粤深械备20221259","印模转移杆",null,"包含注册证下相关部件所有材质","不区分材质","个",65,"e3c3a9da-398c-11ed-9447-b4055d63f15c","4ed88ca4-3364-11ed-9447-b4055d63f15c","粤深械备20221259","印模转移杆","深圳安特医疗股份有限公司","深圳安特医疗股份有限公司","36e6102a-398c-11ed-9447-b4055d63f15c","印模转移杆","A-N-001","A-N-001",null,"C0702041390200204983","C07020413902002049830000002"]
[204,"S00190001","牙种植体系统","四级纯钛种植体产品系统","深圳安特医疗股份有限公司","深圳安特医疗股份有限公司","转移杆","粤深械备20221259","印模转移杆",null,"包含注册证下相关部件所有材质","不区分材质","个",65,"e3c3c54c-398c-11ed-9447-b4055d63f15c","4ed88ca4-3364-11ed-9447-b4055d63f15c","粤深械备20221259","印模转移杆","深圳安特医疗股份有限公司","深圳安特医疗股份有限公司","36e6102a-398c-11ed-9447-b4055d63f15c","印模转移杆","B-N-001","B-N-001",null,"C0702041390200204983","C07020413902002049830000003"]
[204,"S00190001","牙种植体系统","四级纯钛种植体产品系统","深圳安特医疗股份有限公司","深圳安特医疗股份有限公司","转移杆","粤深械备20221259","印模转移杆",null,"包含注册证下相关部件所有材质","不区分材质","个",65,"e3c3d0b2-398c-11ed-9447-b4055d63f15c","4ed88ca4-3364-11ed-9447-b4055d63f15c","粤深械备20221259","印模转移杆","深圳安特医疗股份有限公司","深圳安特医疗股份有限公司","36e6102a-398c-11ed-9447-b4055d63f15c","印模转移杆","A-O-001","A-O-001",null,"C0702041390200204983","C07020413902002049830000004"]
[204,"S00190001","牙种植体系统","四级纯钛种植体产品系统","深圳安特医疗股份有限公司","深圳安特医疗股份有限公司","转移杆","粤深械备20221259","印模转移杆",null,"包含注册证下相关部件所有材质","不区分材质","个",65,"e3c3d998-398c-11ed-9447-b4055d63f15c","4ed88ca4-3364-11ed-9447-b4055d63f15c","粤深械备20221259","印模转移杆","深圳安特医疗股份有限公司","深圳安特医疗股份有限公司","36e6102a-398c-11ed-9447-b4055d63f15c","印模转移杆","A-O-002","A-O-002",null,"C0702041390200204983","C07020413902002049830000005"]
[24,"J01550001","登腾种植体系统","四级纯钛种植体产品系统","登腾（北京）医疗器械商贸有限公司","登腾株式会社Dentium Co.,Ltd.","愈合基台","国械注进20163172226","基台以及螺钉","国械注进20163632226","包含注册证下相关部件所有材质","不区分材质","个",58,"b74f911c-4918-11ed-9447-b4055d63f15c","9ab49cf8-8dd1-11eb-ace3-fa163e311f19","国械注进20163172226","基台以及螺钉","登腾株式会社Dentium Co.,Ltd.","登腾（北京）医疗器械商贸有限公司","b05af9b2-4917-11ed-9447-b4055d63f15c","基台以及螺钉-愈合基台","HAB953050L","HAB953050L","钛合金","C0702031380100007694","C07020313801000076940000224","08809691364444"]
[24,"J01550001","登腾种植体系统","四级纯钛种植体产品系统","登腾（北京）医疗器械商贸有限公司","登腾株式会社Dentium Co.,Ltd.","愈合基台","国械注进20163172226","基台以及螺钉","国械注进20163632226","包含注册证下相关部件所有材质","不区分材质","个",58,"b7500c79-4918-11ed-9447-b4055d63f15c","9ab49cf8-8dd1-11eb-ace3-fa163e311f19","国械注进20163172226","基台以及螺钉","登腾株式会社Dentium Co.,Ltd.","登腾（北京）医疗器械商贸有限公司","b05af9b2-4917-11ed-9447-b4055d63f15c","基台以及螺钉-愈合基台","HAB452035L","HAB452035L","钛合金","C0702031380100007694","C07020313801000076940000220","08809691364062"]
[24,"J01550001","登腾种植体系统","四级纯钛种植体产品系统","登腾（北京）医疗器械商贸有限公司","登腾株式会社Dentium Co.,Ltd.","愈合基台","国械注进20163172226","基台以及螺钉","国械注进20163632226","包含注册证下相关部件所有材质","不区分材质","个",58,"b7503b58-4918-11ed-9447-b4055d63f15c","9ab49cf8-8dd1-11eb-ace3-fa163e311f19","国械注进20163172226","基台以及螺钉","登腾株式会社Dentium Co.,Ltd.","登腾（北京）医疗器械商贸有限公司","b05af9b2-4917-11ed-9447-b4055d63f15c","基台以及螺钉-愈合基台","HAB952035L","HAB952035L","钛合金","C0702031380100007694","C07020313801000076940000246","08809691364420"]
[24,"J01550001","登腾种植体系统","四级纯钛种植体产品系统","登腾（北京）医疗器械商贸有限公司","登腾株式会社Dentium Co.,Ltd.","愈合基台","国械注进20163172226","基台以及螺钉","国械注进20163632226","包含注册证下相关部件所有材质","不区分材质","个",58,"b750535a-4918-11ed-9447-b4055d63f15c","9ab49cf8-8dd1-11eb-ace3-fa163e311f19","国械注进20163172226","基台以及螺钉","登腾株式会社Dentium Co.,Ltd.","登腾（北京）医疗器械商贸有限公司","b05af9b2-4917-11ed-9447-b4055d63f15c","基台以及螺钉-愈合基台","HAB554070L","HAB554070L","钛合金","C0702031380100007694","C07020313801000076940000250","08809691364215"]
[24,"J01550001","登腾种植体系统","四级纯钛种植体产品系统","登腾（北京）医疗器械商贸有限公司","登腾株式会社Dentium Co.,Ltd.","愈合基台","国械注进20163172226","基台以及螺钉","国械注进20163632226","包含注册证下相关部件所有材质","不区分材质","个",58,"b7506207-4918-11ed-9447-b4055d63f15c","9ab49cf8-8dd1-11eb-ace3-fa163e311f19","国械注进20163172226","基台以及螺钉","登腾株式会社Dentium Co.,Ltd.","登腾（北京）医疗器械商贸有限公司","b05af9b2-4917-11ed-9447-b4055d63f15c","基台以及螺钉-愈合基台","HAB652020L","HAB652020L","钛合金","C0702031380100007694","C07020313801000076940000248","08809691364260"]
[24,"J01550001","登腾种植体系统","四级纯钛种植体产品系统","登腾（北京）医疗器械商贸有限公司","登腾株式会社Dentium Co.,Ltd.","愈合基台","国械注进20163172226","基台以及螺钉","国械注进20163632226","包含注册证下相关部件所有材质","不区分材质","个",58,"b7506eae-4918-11ed-9447-b4055d63f15c","9ab49cf8-8dd1-11eb-ace3-fa163e311f19","国械注进20163172226","基台以及螺钉","登腾株式会社Dentium Co.,Ltd.","登腾（北京）医疗器械商贸有限公司","b05af9b2-4917-11ed-9447-b4055d63f15c","基台以及螺钉-愈合基台","HAB854070L","HAB854070L","钛合金","C0702031380100007694","C07020313801000076940000239","08809772432703"]
[24,"J01550001","登腾种植体系统","四级纯钛种植体产品系统","登腾（北京）医疗器械商贸有限公司","登腾株式会社Dentium Co.,Ltd.","愈合基台","国械注进20163172226","基台以及螺钉","国械注进20163632226","包含注册证下相关部件所有材质","不区分材质","个",58,"b7507d59-4918-11ed-9447-b4055d63f15c","9ab49cf8-8dd1-11eb-ace3-fa163e311f19","国械注进20163172226","基台以及螺钉","登腾株式会社Dentium Co.,Ltd.","登腾（北京）医疗器械商贸有限公司","b05af9b2-4917-11ed-9447-b4055d63f15c","基台以及螺钉-愈合基台","HAB453050L","HAB453050L","钛合金","C0702031380100007694","C07020313801000076940000242","08809691364086"]
[24,"J01550001","登腾种植体系统","四级纯钛种植体产品系统","登腾（北京）医疗器械商贸有限公司","登腾株式会社Dentium Co.,Ltd.","愈合基台","国械注进20163172226","基台以及螺钉","国械注进20163632226","包含注册证下相关部件所有材质","不区分材质","个",58,"b7508245-4918-11ed-9447-b4055d63f15c","9ab49cf8-8dd1-11eb-ace3-fa163e311f19","国械注进20163172226","基台以及螺钉","登腾株式会社Dentium Co.,Ltd.","登腾（北京）医疗器械商贸有限公司","b05af9b2-4917-11ed-9447-b4055d63f15c","基台以及螺钉-愈合基台","HAB403050L","HAB403050L","钛合金","C0702031380100007694","C07020313801000076940000226","08809691364000"]
[24,"J01550001","登腾种植体系统","四级纯钛种植体产品系统","登腾（北京）医疗器械商贸有限公司","登腾株式会社Dentium Co.,Ltd.","愈合基台","国械注进20163172226","基台以及螺钉","国械注进20163632226","包含注册证下相关部件所有材质","不区分材质","个",58,"b750907a-4918-11ed-9447-b4055d63f15c","9ab49cf8-8dd1-11eb-ace3-fa163e311f19","国械注进20163172226","基台以及螺钉","登腾株式会社Dentium Co.,Ltd.","登腾（北京）医疗器械商贸有限公司","b05af9b2-4917-11ed-9447-b4055d63f15c","基台以及螺钉-愈合基台","HAB753050L","HAB753050L","钛合金","C0702031380100007694","C07020313801000076940000221","08809691364369"]
[24,"J01550001","登腾种植体系统","四级纯钛种植体产品系统","登腾（北京）医疗器械商贸有限公司","登腾株式会社Dentium Co.,Ltd.","愈合基台","国械注进20163172226","基台以及螺钉","国械注进20163632226","包含注册证下相关部件所有材质","不区分材质","个",58,"b7509e47-4918-11ed-9447-b4055d63f15c","9ab49cf8-8dd1-11eb-ace3-fa163e311f19","国械注进20163172226","基台以及螺钉","登腾株式会社Dentium Co.,Ltd.","登腾（北京）医疗器械商贸有限公司","b05af9b2-4917-11ed-9447-b4055d63f15c","基台以及螺钉-愈合基台","HAB754070L","HAB754070L","钛合金","C0702031380100007694","C07020313801000076940000247","08809772432697"]
[24,"J01550001","登腾种植体系统","四级纯钛种植体产品系统","登腾（北京）医疗器械商贸有限公司","登腾株式会社Dentium Co.,Ltd.","愈合基台","国械注进20163172226","基台以及螺钉","国械注进20163632226","包含注册证下相关部件所有材质","不区分材质","个",58,"b750abb3-4918-11ed-9447-b4055d63f15c","9ab49cf8-8dd1-11eb-ace3-fa163e311f19","国械注进20163172226","基台以及螺钉","登腾株式会社Dentium Co.,Ltd.","登腾（北京）医疗器械商贸有限公司","b05af9b2-4917-11ed-9447-b4055d63f15c","基台以及螺钉-愈合基台","HAB454070L","HAB454070L","钛合金","C0702031380100007694","C07020313801000076940000245","08809691364109"]
[24,"J01550001","登腾种植体系统","四级纯钛种植体产品系统","登腾（北京）医疗器械商贸有限公司","登腾株式会社Dentium Co.,Ltd.","愈合基台","国械注进20163172226","基台以及螺钉","国械注进20163632226","包含注册证下相关部件所有材质","不区分材质","个",58,"b750c1ca-4918-11ed-9447-b4055d63f15c","9ab49cf8-8dd1-11eb-ace3-fa163e311f19","国械注进20163172226","基台以及螺钉","登腾株式会社Dentium Co.,Ltd.","登腾（北京）医疗器械商贸有限公司","b05af9b2-4917-11ed-9447-b4055d63f15c","基台以及螺钉-愈合基台","HAB552035L","HAB552035L","钛合金","C0702031380100007694","C07020313801000076940000249","08809691364178"]
[24,"J01550001","登腾种植体系统","四级纯钛种植体产品系统","登腾（北京）医疗器械商贸有限公司","登腾株式会社Dentium Co.,Ltd.","愈合基台","国械注进20163172226","基台以及螺钉","国械注进20163632226","包含注册证下相关部件所有材质","不区分材质","个",58,"b750ce2e-4918-11ed-9447-b4055d63f15c","9ab49cf8-8dd1-11eb-ace3-fa163e311f19","国械注进20163172226","基台以及螺钉","登腾株式会社Dentium Co.,Ltd.","登腾（北京）医疗器械商贸有限公司","b05af9b2-4917-11ed-9447-b4055d63f15c","基台以及螺钉-愈合基台","HAB853050L","HAB853050L","钛合金","C0702031380100007694","C07020313801000076940000231","08809691364406"]
[24,"J01550001","登腾种植体系统","四级纯钛种植体产品系统","登腾（北京）医疗器械商贸有限公司","登腾株式会社Dentium Co.,Ltd.","愈合基台","国械注进20163172226","基台以及螺钉","国械注进20163632226","包含注册证下相关部件所有材质","不区分材质","个",58,"b750da2d-4918-11ed-9447-b4055d63f15c","9ab49cf8-8dd1-11eb-ace3-fa163e311f19","国械注进20163172226","基台以及螺钉","登腾株式会社Dentium Co.,Ltd.","登腾（北京）医疗器械商贸有限公司","b05af9b2-4917-11ed-9447-b4055d63f15c","基台以及螺钉-愈合基台","HAB553050L","HAB553050L","钛合金","C0702031380100007694","C07020313801000076940000228","08809691364192"]
[24,"J01550001","登腾种植体系统","四级纯钛种植体产品系统","登腾（北京）医疗器械商贸有限公司","登腾株式会社Dentium Co.,Ltd.","愈合基台","国械注进20163172226","基台以及螺钉","国械注进20163632226","包含注册证下相关部件所有材质","不区分材质","个",58,"b750e5c2-4918-11ed-9447-b4055d63f15c","9ab49cf8-8dd1-11eb-ace3-fa163e311f19","国械注进20163172226","基台以及螺钉","登腾株式会社Dentium Co.,Ltd.","登腾（北京）医疗器械商贸有限公司","b05af9b2-4917-11ed-9447-b4055d63f15c","基台以及螺钉-愈合基台","HAB402035L","HAB402035L","钛合金","C0702031380100007694","C07020313801000076940000236","08809691363973"]
[24,"J01550001","登腾种植体系统","四级纯钛种植体产品系统","登腾（北京）医疗器械商贸有限公司","登腾株式会社Dentium Co.,Ltd.","愈合基台","国械注进20163172226","基台以及螺钉","国械注进20163632226","包含注册证下相关部件所有材质","不区分材质","个",58,"b750ea8b-4918-11ed-9447-b4055d63f15c","9ab49cf8-8dd1-11eb-ace3-fa163e311f19","国械注进20163172226","基台以及螺钉","登腾株式会社Dentium Co.,Ltd.","登腾（北京）医疗器械商贸有限公司","b05af9b2-4917-11ed-9447-b4055d63f15c","基台以及螺钉-愈合基台","HAB654070L","HAB654070L","钛合金","C0702031380100007694","C07020313801000076940000244","08809691364321"]
[24,"J01550001","登腾种植体系统","四级纯钛种植体产品系统","登腾（北京）医疗器械商贸有限公司","登腾株式会社Dentium Co.,Ltd.","愈合基台","国械注进20163172226","基台以及螺钉","国械注进20163632226","包含注册证下相关部件所有材质","不区分材质","个",58,"b750f64c-4918-11ed-9447-b4055d63f15c","9ab49cf8-8dd1-11eb-ace3-fa163e311f19","国械注进20163172226","基台以及螺钉","登腾株式会社Dentium Co.,Ltd.","登腾（北京）医疗器械商贸有限公司","b05af9b2-4917-11ed-9447-b4055d63f15c","基台以及螺钉-愈合基台","HAB653050L","HAB653050L","钛合金","C0702031380100007694","C07020313801000076940000235","08809691364307"]
[24,"J01550001","登腾种植体系统","四级纯钛种植体产品系统","登腾（北京）医疗器械商贸有限公司","登腾株式会社Dentium Co.,Ltd.","愈合基台","国械注进20163172226","基台以及螺钉","国械注进20163632226","包含注册证下相关部件所有材质","不区分材质","个",58,"b750faf9-4918-11ed-9447-b4055d63f15c","9ab49cf8-8dd1-11eb-ace3-fa163e311f19","国械注进20163172226","基台以及螺钉","登腾株式会社Dentium Co.,Ltd.","登腾（北京）医疗器械商贸有限公司","b05af9b2-4917-11ed-9447-b4055d63f15c","基台以及螺钉-愈合基台","HAB752035L","HAB752035L","钛合金","C0702031380100007694","C07020313801000076940000219","08809691364345"]
[24,"J01550001","登腾种植体系统","四级纯钛种植体产品系统","登腾（北京）医疗器械商贸有限公司","登腾株式会社Dentium Co.,Ltd.","愈合基台","国械注进20163172226","基台以及螺钉","国械注进20163632226","包含注册证下相关部件所有材质","不区分材质","个",58,"b7510fb2-4918-11ed-9447-b4055d63f15c","9ab49cf8-8dd1-11eb-ace3-fa163e311f19","国械注进20163172226","基台以及螺钉","登腾株式会社Dentium Co.,Ltd.","登腾（北京）医疗器械商贸有限公司","b05af9b2-4917-11ed-9447-b4055d63f15c","基台以及螺钉-愈合基台","HAB852035L","HAB852035L","钛合金","C0702031380100007694","C07020313801000076940000227","08809691364383"]
[24,"J01550001","登腾种植体系统","四级纯钛种植体产品系统","登腾（北京）医疗器械商贸有限公司","登腾株式会社Dentium Co.,Ltd.","愈合基台","国械注进20163172226","基台以及螺钉","国械注进20163632226","包含注册证下相关部件所有材质","不区分材质","个",58,"b7511c98-4918-11ed-9447-b4055d63f15c","9ab49cf8-8dd1-11eb-ace3-fa163e311f19","国械注进20163172226","基台以及螺钉","登腾株式会社Dentium Co.,Ltd.","登腾（北京）医疗器械商贸有限公司","b05af9b2-4917-11ed-9447-b4055d63f15c","基台以及螺钉-愈合基台","HAB404070L","HAB404070L","钛合金","C0702031380100007694","C07020313801000076940000240","08809691364024"]
[24,"J01550001","登腾种植体系统","四级纯钛种植体产品系统","登腾（北京）医疗器械商贸有限公司","登腾株式会社Dentium Co.,Ltd.","愈合基台","国械注进20163172226","基台以及螺钉","国械注进20163632226","包含注册证下相关部件所有材质","不区分材质","个",58,"b75151fa-4918-11ed-9447-b4055d63f15c","9ab49cf8-8dd1-11eb-ace3-fa163e311f19","国械注进20163172226","基台以及螺钉","登腾株式会社Dentium Co.,Ltd.","登腾（北京）医疗器械商贸有限公司","b05af9b2-4917-11ed-9447-b4055d63f15c","基台以及螺钉-愈合基台","HAB452020L","HAB452020L","钛合金","C0702031380100007694","C07020313801000076940000238","08809691364048"]
[24,"J01550001","登腾种植体系统","四级纯钛种植体产品系统","登腾（北京）医疗器械商贸有限公司","登腾株式会社Dentium Co.,Ltd.","愈合基台","国械注进20163172226","基台以及螺钉","国械注进20163632226","包含注册证下相关部件所有材质","不区分材质","个",58,"b75169d0-4918-11ed-9447-b4055d63f15c","9ab49cf8-8dd1-11eb-ace3-fa163e311f19","国械注进20163172226","基台以及螺钉","登腾株式会社Dentium Co.,Ltd.","登腾（北京）医疗器械商贸有限公司","b05af9b2-4917-11ed-9447-b4055d63f15c","基台以及螺钉-愈合基台","HAB954070L","HAB954070L","钛合金","C0702031380100007694","C07020313801000076940000230","08809772432710"]
[24,"J01550001","登腾种植体系统","四级纯钛种植体产品系统","登腾（北京）医疗器械商贸有限公司","登腾株式会社Dentium Co.,Ltd.","愈合基台","国械注进20163172226","基台以及螺钉","国械注进20163632226","包含注册证下相关部件所有材质","不区分材质","个",58,"b751773f-4918-11ed-9447-b4055d63f15c","9ab49cf8-8dd1-11eb-ace3-fa163e311f19","国械注进20163172226","基台以及螺钉","登腾株式会社Dentium Co.,Ltd.","登腾（北京）医疗器械商贸有限公司","b05af9b2-4917-11ed-9447-b4055d63f15c","基台以及螺钉-愈合基台","HAB652035L","HAB652035L","钛合金","C0702031380100007694","C07020313801000076940000225","08809691364284"]
[24,"J01550001","登腾种植体系统","四级纯钛种植体产品系统","登腾（北京）医疗器械商贸有限公司","登腾株式会社Dentium Co.,Ltd.","愈合基台","国械注进20163172226","基台以及螺钉","国械注进20163632226","包含注册证下相关部件所有材质","不区分材质","个",58,"b7518371-4918-11ed-9447-b4055d63f15c","9ab49cf8-8dd1-11eb-ace3-fa163e311f19","国械注进20163172226","基台以及螺钉","登腾株式会社Dentium Co.,Ltd.","登腾（北京）医疗器械商贸有限公司","b05af9b2-4917-11ed-9447-b4055d63f15c","基台以及螺钉-愈合基台","HAB552020L","HAB552020L","钛合金","C0702031380100007694","C07020313801000076940000222","08809691364154"]
[24,"J01550001","登腾种植体系统","四级纯钛种植体产品系统","登腾（北京）医疗器械商贸有限公司","登腾株式会社Dentium Co.,Ltd.","愈合基台","国械注进20163172226","基台以及螺钉","国械注进20163632226","包含注册证下相关部件所有材质","不区分材质","个",58,"b7519881-4918-11ed-9447-b4055d63f15c","9ab49cf8-8dd1-11eb-ace3-fa163e311f19","国械注进20163172226","基台以及螺钉","登腾株式会社Dentium Co.,Ltd.","登腾（北京）医疗器械商贸有限公司","b05af9b2-4917-11ed-9447-b4055d63f15c","基台以及螺钉-愈合基台","HAB402020L","HAB402020L","钛合金","C0702031380100007694","C07020313801000076940000233","08809691363942"]
[22,"J01550001","登腾种植体系统","四级纯钛种植体产品系统","登腾（北京）医疗器械商贸有限公司","登腾株式会社Dentium Co.,Ltd.","修复基台（单牙）","国械注进20163172226","基台以及螺钉","国械注进20163632226","包含注册证下相关部件纯钛或钛合金材质","适用于单牙种植修复基台、材质为纯钛或钛合金","个",120,"8ae6ad0e-4918-11ed-9447-b4055d63f15c","9ab49cf8-8dd1-11eb-ace3-fa163e311f19","国械注进20163172226","基台以及螺钉","登腾株式会社Dentium Co.,Ltd.","登腾（北京）医疗器械商贸有限公司","fb923992-d583-11ec-9447-b4055d63f15c","基台以及螺钉","DAB5545HL","DAB5545HL","纯钛","C0702021380500107694","C07020213805001076940000587","08809162701792"]
[22,"J01550001","登腾种植体系统","四级纯钛种植体产品系统","登腾（北京）医疗器械商贸有限公司","登腾株式会社Dentium Co.,Ltd.","修复基台（单牙）","国械注进20163172226","基台以及螺钉","国械注进20163632226","包含注册证下相关部件纯钛或钛合金材质","适用于单牙种植修复基台、材质为纯钛或钛合金","个",120,"8ae7257c-4918-11ed-9447-b4055d63f15c","9ab49cf8-8dd1-11eb-ace3-fa163e311f19","国械注进20163172226","基台以及螺钉","登腾株式会社Dentium Co.,Ltd.","登腾（北京）医疗器械商贸有限公司","fb923992-d583-11ec-9447-b4055d63f15c","基台以及螺钉","AAB154520NL","AAB154520NL","纯钛","C0702021380500107694","C07020213805001076940000588","08809162700825"]
[22,"J01550001","登腾种植体系统","四级纯钛种植体产品系统","登腾（北京）医疗器械商贸有限公司","登腾株式会社Dentium Co.,Ltd.","修复基台（单牙）","国械注进20163172226","基台以及螺钉","国械注进20163632226","包含注册证下相关部件纯钛或钛合金材质","适用于单牙种植修复基台、材质为纯钛或钛合金","个",120,"8ae754b2-4918-11ed-9447-b4055d63f15c","9ab49cf8-8dd1-11eb-ace3-fa163e311f19","国械注进20163172226","基台以及螺钉","登腾株式会社Dentium Co.,Ltd.","登腾（北京）医疗器械商贸有限公司","fb923992-d583-11ec-9447-b4055d63f15c","基台以及螺钉","DAB45206HL","DAB45206HL","纯钛","C0702021380500107694","C07020213805001076940000589","08809772432437"]
[22,"J01550001","登腾种植体系统","四级纯钛种植体产品系统","登腾（北京）医疗器械商贸有限公司","登腾株式会社Dentium Co.,Ltd.","修复基台（单牙）","国械注进20163172226","基台以及螺钉","国械注进20163632226","包含注册证下相关部件纯钛或钛合金材质","适用于单牙种植修复基台、材质为纯钛或钛合金","个",120,"8ae76ff6-4918-11ed-9447-b4055d63f15c","9ab49cf8-8dd1-11eb-ace3-fa163e311f19","国械注进20163172226","基台以及螺钉","登腾株式会社Dentium Co.,Ltd.","登腾（北京）医疗器械商贸有限公司","fb923992-d583-11ec-9447-b4055d63f15c","基台以及螺钉","CAB4515L","CAB4515L","纯钛","C0702021380500107694","C07020213805001076940000590","08809162701198"]
[22,"J01550001","登腾种植体系统","四级纯钛种植体产品系统","登腾（北京）医疗器械商贸有限公司","登腾株式会社Dentium Co.,Ltd.","修复基台（单牙）","国械注进20163172226","基台以及螺钉","国械注进20163632226","包含注册证下相关部件纯钛或钛合金材质","适用于单牙种植修复基台、材质为纯钛或钛合金","个",120,"8ae77cfb-4918-11ed-9447-b4055d63f15c","9ab49cf8-8dd1-11eb-ace3-fa163e311f19","国械注进20163172226","基台以及螺钉","登腾株式会社Dentium Co.,Ltd.","登腾（北京）医疗器械商贸有限公司","fb923992-d583-11ec-9447-b4055d63f15c","基台以及螺钉","CAB5515L","CAB5515L","纯钛","C0702021380500107694","C07020213805001076940000591","08809162701297"]
[22,"J01550001","登腾种植体系统","四级纯钛种植体产品系统","登腾（北京）医疗器械商贸有限公司","登腾株式会社Dentium Co.,Ltd.","修复基台（单牙）","国械注进20163172226","基台以及螺钉","国械注进20163632226","包含注册证下相关部件纯钛或钛合金材质","适用于单牙种植修复基台、材质为纯钛或钛合金","个",120,"8ae7a135-4918-11ed-9447-b4055d63f15c","9ab49cf8-8dd1-11eb-ace3-fa163e311f19","国械注进20163172226","基台以及螺钉","登腾株式会社Dentium Co.,Ltd.","登腾（北京）医疗器械商贸有限公司","fb923992-d583-11ec-9447-b4055d63f15c","基台以及螺钉","CAB6555L","CAB6555L","纯钛","C0702021380500107694","C07020213805001076940000592","08809162701471"]
[22,"J01550001","登腾种植体系统","四级纯钛种植体产品系统","登腾（北京）医疗器械商贸有限公司","登腾株式会社Dentium Co.,Ltd.","修复基台（单牙）","国械注进20163172226","基台以及螺钉","国械注进20163632226","包含注册证下相关部件纯钛或钛合金材质","适用于单牙种植修复基台、材质为纯钛或钛合金","个",120,"8ae7c7c6-4918-11ed-9447-b4055d63f15c","9ab49cf8-8dd1-11eb-ace3-fa163e311f19","国械注进20163172226","基台以及螺钉","登腾株式会社Dentium Co.,Ltd.","登腾（北京）医疗器械商贸有限公司","fb923992-d583-11ec-9447-b4055d63f15c","基台以及螺钉","AAB155540NL","AAB155540NL","纯钛","C0702021380500107694","C07020213805001076940000594","08809162700924"]
[22,"J01550001","登腾种植体系统","四级纯钛种植体产品系统","登腾（北京）医疗器械商贸有限公司","登腾株式会社Dentium Co.,Ltd.","修复基台（单牙）","国械注进20163172226","基台以及螺钉","国械注进20163632226","包含注册证下相关部件纯钛或钛合金材质","适用于单牙种植修复基台、材质为纯钛或钛合金","个",120,"8ae7d43c-4918-11ed-9447-b4055d63f15c","9ab49cf8-8dd1-11eb-ace3-fa163e311f19","国械注进20163172226","基台以及螺钉","登腾株式会社Dentium Co.,Ltd.","登腾（北京）医疗器械商贸有限公司","fb923992-d583-11ec-9447-b4055d63f15c","基台以及螺钉","DAB40205HL","DAB40205HL","纯钛","C0702021380500107694","C07020213805001076940000595","08809772432352"]
[22,"J01550001","登腾种植体系统","四级纯钛种植体产品系统","登腾（北京）医疗器械商贸有限公司","登腾株式会社Dentium Co.,Ltd.","修复基台（单牙）","国械注进20163172226","基台以及螺钉","国械注进20163632226","包含注册证下相关部件纯钛或钛合金材质","适用于单牙种植修复基台、材质为纯钛或钛合金","个",120,"8ae7ec00-4918-11ed-9447-b4055d63f15c","9ab49cf8-8dd1-11eb-ace3-fa163e311f19","国械注进20163172226","基台以及螺钉","登腾株式会社Dentium Co.,Ltd.","登腾（北京）医疗器械商贸有限公司","fb923992-d583-11ec-9447-b4055d63f15c","基台以及螺钉","DAB4525NL","DAB4525NL","纯钛","C0702021380500107694","C07020213805001076940000596","08809162701587"]
[22,"J01550001","登腾种植体系统","四级纯钛种植体产品系统","登腾（北京）医疗器械商贸有限公司","登腾株式会社Dentium Co.,Ltd.","修复基台（单牙）","国械注进20163172226","基台以及螺钉","国械注进20163632226","包含注册证下相关部件纯钛或钛合金材质","适用于单牙种植修复基台、材质为纯钛或钛合金","个",120,"8ae7f922-4918-11ed-9447-b4055d63f15c","9ab49cf8-8dd1-11eb-ace3-fa163e311f19","国械注进20163172226","基台以及螺钉","登腾株式会社Dentium Co.,Ltd.","登腾（北京）医疗器械商贸有限公司","fb923992-d583-11ec-9447-b4055d63f15c","基台以及螺钉","CDAB4505N","CDAB4505N","纯钛","C0702021380500107694","C07020213805001076940000597","08809544904940"]
[22,"J01550001","登腾种植体系统","四级纯钛种植体产品系统","登腾（北京）医疗器械商贸有限公司","登腾株式会社Dentium Co.,Ltd.","修复基台（单牙）","国械注进20163172226","基台以及螺钉","国械注进20163632226","包含注册证下相关部件纯钛或钛合金材质","适用于单牙种植修复基台、材质为纯钛或钛合金","个",120,"8ae8285d-4918-11ed-9447-b4055d63f15c","9ab49cf8-8dd1-11eb-ace3-fa163e311f19","国械注进20163172226","基台以及螺钉","登腾株式会社Dentium Co.,Ltd.","登腾（北京）医疗器械商贸有限公司","fb923992-d583-11ec-9447-b4055d63f15c","基台以及螺钉","DAB45256HL","DAB45256HL","纯钛","C0702021380500107694","C07020213805001076940000599","08809772432451"]
[22,"J01550001","登腾种植体系统","四级纯钛种植体产品系统","登腾（北京）医疗器械商贸有限公司","登腾株式会社Dentium Co.,Ltd.","修复基台（单牙）","国械注进20163172226","基台以及螺钉","国械注进20163632226","包含注册证下相关部件纯钛或钛合金材质","适用于单牙种植修复基台、材质为纯钛或钛合金","个",120,"8ae8386c-4918-11ed-9447-b4055d63f15c","9ab49cf8-8dd1-11eb-ace3-fa163e311f19","国械注进20163172226","基台以及螺钉","登腾株式会社Dentium Co.,Ltd.","登腾（北京）医疗器械商贸有限公司","fb923992-d583-11ec-9447-b4055d63f15c","基台以及螺钉","AAB156540NL","AAB156540NL","纯钛","C0702021380500107694","C07020213805001076940000600","08809772431966"]
[22,"J01550001","登腾种植体系统","四级纯钛种植体产品系统","登腾（北京）医疗器械商贸有限公司","登腾株式会社Dentium Co.,Ltd.","修复基台（单牙）","国械注进20163172226","基台以及螺钉","国械注进20163632226","包含注册证下相关部件纯钛或钛合金材质","适用于单牙种植修复基台、材质为纯钛或钛合金","个",120,"8ae84572-4918-11ed-9447-b4055d63f15c","9ab49cf8-8dd1-11eb-ace3-fa163e311f19","国械注进20163172226","基台以及螺钉","登腾株式会社Dentium Co.,Ltd.","登腾（北京）医疗器械商贸有限公司","fb923992-d583-11ec-9447-b4055d63f15c","基台以及螺钉","AAB156540HL","AAB156540HL","纯钛","C0702021380500107694","C07020213805001076940000601","08809772431959"]
[22,"J01550001","登腾种植体系统","四级纯钛种植体产品系统","登腾（北京）医疗器械商贸有限公司","登腾株式会社Dentium Co.,Ltd.","修复基台（单牙）","国械注进20163172226","基台以及螺钉","国械注进20163632226","包含注册证下相关部件纯钛或钛合金材质","适用于单牙种植修复基台、材质为纯钛或钛合金","个",120,"8ae85298-4918-11ed-9447-b4055d63f15c","9ab49cf8-8dd1-11eb-ace3-fa163e311f19","国械注进20163172226","基台以及螺钉","登腾株式会社Dentium Co.,Ltd.","登腾（北京）医疗器械商贸有限公司","fb923992-d583-11ec-9447-b4055d63f15c","基台以及螺钉","DAB45106HL","DAB45106HL","纯钛","C0702021380500107694","C07020213805001076940000602","08809772432413"]
[22,"J01550001","登腾种植体系统","四级纯钛种植体产品系统","登腾（北京）医疗器械商贸有限公司","登腾株式会社Dentium Co.,Ltd.","修复基台（单牙）","国械注进20163172226","基台以及螺钉","国械注进20163632226","包含注册证下相关部件纯钛或钛合金材质","适用于单牙种植修复基台、材质为纯钛或钛合金","个",120,"8ae86ad1-4918-11ed-9447-b4055d63f15c","9ab49cf8-8dd1-11eb-ace3-fa163e311f19","国械注进20163172226","基台以及螺钉","登腾株式会社Dentium Co.,Ltd.","登腾（北京）医疗器械商贸有限公司","fb923992-d583-11ec-9447-b4055d63f15c","基台以及螺钉","AAB155535HL","AAB155535HL","纯钛","C0702021380500107694","C07020213805001076940000603","08809460300840"]
[22,"J01550001","登腾种植体系统","四级纯钛种植体产品系统","登腾（北京）医疗器械商贸有限公司","登腾株式会社Dentium Co.,Ltd.","修复基台（单牙）","国械注进20163172226","基台以及螺钉","国械注进20163632226","包含注册证下相关部件纯钛或钛合金材质","适用于单牙种植修复基台、材质为纯钛或钛合金","个",120,"8ae8a194-4918-11ed-9447-b4055d63f15c","9ab49cf8-8dd1-11eb-ace3-fa163e311f19","国械注进20163172226","基台以及螺钉","登腾株式会社Dentium Co.,Ltd.","登腾（北京）医疗器械商贸有限公司","fb923992-d583-11ec-9447-b4055d63f15c","基台以及螺钉","AAB155530NL","AAB155530NL","纯钛","C0702021380500107694","C07020213805001076940000605","08809772431843"]
[22,"J01550001","登腾种植体系统","四级纯钛种植体产品系统","登腾（北京）医疗器械商贸有限公司","登腾株式会社Dentium Co.,Ltd.","修复基台（单牙）","国械注进20163172226","基台以及螺钉","国械注进20163632226","包含注册证下相关部件纯钛或钛合金材质","适用于单牙种植修复基台、材质为纯钛或钛合金","个",120,"8ae8b760-4918-11ed-9447-b4055d63f15c","9ab49cf8-8dd1-11eb-ace3-fa163e311f19","国械注进20163172226","基台以及螺钉","登腾株式会社Dentium Co.,Ltd.","登腾（北京）医疗器械商贸有限公司","fb923992-d583-11ec-9447-b4055d63f15c","基台以及螺钉","AAB154525NL","AAB154525NL","纯钛","C0702021380500107694","C07020213805001076940000606","08809460300772"]
[22,"J01550001","登腾种植体系统","四级纯钛种植体产品系统","登腾（北京）医疗器械商贸有限公司","登腾株式会社Dentium Co.,Ltd.","修复基台（单牙）","国械注进20163172226","基台以及螺钉","国械注进20163632226","包含注册证下相关部件纯钛或钛合金材质","适用于单牙种植修复基台、材质为纯钛或钛合金","个",120,"8ae8c539-4918-11ed-9447-b4055d63f15c","9ab49cf8-8dd1-11eb-ace3-fa163e311f19","国械注进20163172226","基台以及螺钉","登腾株式会社Dentium Co.,Ltd.","登腾（北京）医疗器械商贸有限公司","fb923992-d583-11ec-9447-b4055d63f15c","基台以及螺钉","CDAB4505H","CDAB4505H","纯钛","C0702021380500107694","C07020213805001076940000607","08809544904933"]
[22,"J01550001","登腾种植体系统","四级纯钛种植体产品系统","登腾（北京）医疗器械商贸有限公司","登腾株式会社Dentium Co.,Ltd.","修复基台（单牙）","国械注进20163172226","基台以及螺钉","国械注进20163632226","包含注册证下相关部件纯钛或钛合金材质","适用于单牙种植修复基台、材质为纯钛或钛合金","个",120,"8ae8e462-4918-11ed-9447-b4055d63f15c","9ab49cf8-8dd1-11eb-ace3-fa163e311f19","国械注进20163172226","基台以及螺钉","登腾株式会社Dentium Co.,Ltd.","登腾（北京）医疗器械商贸有限公司","fb923992-d583-11ec-9447-b4055d63f15c","基台以及螺钉","AAB156560HL","AAB156560HL","纯钛","C0702021380500107694","C07020213805001076940000608","08809772431997"]
[22,"J01550001","登腾种植体系统","四级纯钛种植体产品系统","登腾（北京）医疗器械商贸有限公司","登腾株式会社Dentium Co.,Ltd.","修复基台（单牙）","国械注进20163172226","基台以及螺钉","国械注进20163632226","包含注册证下相关部件纯钛或钛合金材质","适用于单牙种植修复基台、材质为纯钛或钛合金","个",120,"8ae91b28-4918-11ed-9447-b4055d63f15c","9ab49cf8-8dd1-11eb-ace3-fa163e311f19","国械注进20163172226","基台以及螺钉","登腾株式会社Dentium Co.,Ltd.","登腾（北京）医疗器械商贸有限公司","fb923992-d583-11ec-9447-b4055d63f15c","基台以及螺钉","AAB154540NL","AAB154540NL","纯钛","C0702021380500107694","C07020213805001076940000609","08809162700849"]
[22,"J01550001","登腾种植体系统","四级纯钛种植体产品系统","登腾（北京）医疗器械商贸有限公司","登腾株式会社Dentium Co.,Ltd.","修复基台（单牙）","国械注进20163172226","基台以及螺钉","国械注进20163632226","包含注册证下相关部件纯钛或钛合金材质","适用于单牙种植修复基台、材质为纯钛或钛合金","个",120,"8ae95790-4918-11ed-9447-b4055d63f15c","9ab49cf8-8dd1-11eb-ace3-fa163e311f19","国械注进20163172226","基台以及螺钉","登腾株式会社Dentium Co.,Ltd.","登腾（北京）医疗器械商贸有限公司","fb923992-d583-11ec-9447-b4055d63f15c","基台以及螺钉","AAB155525HL","AAB155525HL","纯钛","C0702021380500107694","C07020213805001076940000611","08809460300826"]
[22,"J01550001","登腾种植体系统","四级纯钛种植体产品系统","登腾（北京）医疗器械商贸有限公司","登腾株式会社Dentium Co.,Ltd.","修复基台（单牙）","国械注进20163172226","基台以及螺钉","国械注进20163632226","包含注册证下相关部件纯钛或钛合金材质","适用于单牙种植修复基台、材质为纯钛或钛合金","个",120,"8ae966df-4918-11ed-9447-b4055d63f15c","9ab49cf8-8dd1-11eb-ace3-fa163e311f19","国械注进20163172226","基台以及螺钉","登腾株式会社Dentium Co.,Ltd.","登腾（北京）医疗器械商贸有限公司","fb923992-d583-11ec-9447-b4055d63f15c","基台以及螺钉","CAB5555L","CAB5555L","纯钛","C0702021380500107694","C07020213805001076940000612","08809162701372"]
[22,"J01550001","登腾种植体系统","四级纯钛种植体产品系统","登腾（北京）医疗器械商贸有限公司","登腾株式会社Dentium Co.,Ltd.","修复基台（单牙）","国械注进20163172226","基台以及螺钉","国械注进20163632226","包含注册证下相关部件纯钛或钛合金材质","适用于单牙种植修复基台、材质为纯钛或钛合金","个",120,"8ae97ec6-4918-11ed-9447-b4055d63f15c","9ab49cf8-8dd1-11eb-ace3-fa163e311f19","国械注进20163172226","基台以及螺钉","登腾株式会社Dentium Co.,Ltd.","登腾（北京）医疗器械商贸有限公司","fb923992-d583-11ec-9447-b4055d63f15c","基台以及螺钉","CAB6525L","CAB6525L","纯钛","C0702021380500107694","C07020213805001076940000613","08809162701419"]
[22,"J01550001","登腾种植体系统","四级纯钛种植体产品系统","登腾（北京）医疗器械商贸有限公司","登腾株式会社Dentium Co.,Ltd.","修复基台（单牙）","国械注进20163172226","基台以及螺钉","国械注进20163632226","包含注册证下相关部件纯钛或钛合金材质","适用于单牙种植修复基台、材质为纯钛或钛合金","个",120,"8ae99276-4918-11ed-9447-b4055d63f15c","9ab49cf8-8dd1-11eb-ace3-fa163e311f19","国械注进20163172226","基台以及螺钉","登腾株式会社Dentium Co.,Ltd.","登腾（北京）医疗器械商贸有限公司","fb923992-d583-11ec-9447-b4055d63f15c","基台以及螺钉","DAB6515NL","DAB6515NL","纯钛","C0702021380500107694","C07020213805001076940000614","08809162701860"]
[22,"J01550001","登腾种植体系统","四级纯钛种植体产品系统","登腾（北京）医疗器械商贸有限公司","登腾株式会社Dentium Co.,Ltd.","修复基台（单牙）","国械注进20163172226","基台以及螺钉","国械注进20163632226","包含注册证下相关部件纯钛或钛合金材质","适用于单牙种植修复基台、材质为纯钛或钛合金","个",120,"8ae9a77b-4918-11ed-9447-b4055d63f15c","9ab49cf8-8dd1-11eb-ace3-fa163e311f19","国械注进20163172226","基台以及螺钉","登腾株式会社Dentium Co.,Ltd.","登腾（北京）医疗器械商贸有限公司","fb923992-d583-11ec-9447-b4055d63f15c","基台以及螺钉","DAB45206NL","DAB45206NL","纯钛","C0702021380500107694","C07020213805001076940000615","08809772432444"]
[22,"J01550001","登腾种植体系统","四级纯钛种植体产品系统","登腾（北京）医疗器械商贸有限公司","登腾株式会社Dentium Co.,Ltd.","修复基台（单牙）","国械注进20163172226","基台以及螺钉","国械注进20163632226","包含注册证下相关部件纯钛或钛合金材质","适用于单牙种植修复基台、材质为纯钛或钛合金","个",120,"8aed908d-4918-11ed-9447-b4055d63f15c","9ab49cf8-8dd1-11eb-ace3-fa163e311f19","国械注进20163172226","基台以及螺钉","登腾株式会社Dentium Co.,Ltd.","登腾（北京）医疗器械商贸有限公司","fb923992-d583-11ec-9447-b4055d63f15c","基台以及螺钉","AAB155525NL","AAB155525NL","纯钛","C0702021380500107694","C07020213805001076940000616","08809460300833"]
[22,"J01550001","登腾种植体系统","四级纯钛种植体产品系统","登腾（北京）医疗器械商贸有限公司","登腾株式会社Dentium Co.,Ltd.","修复基台（单牙）","国械注进20163172226","基台以及螺钉","国械注进20163632226","包含注册证下相关部件纯钛或钛合金材质","适用于单牙种植修复基台、材质为纯钛或钛合金","个",120,"8aedbdde-4918-11ed-9447-b4055d63f15c","9ab49cf8-8dd1-11eb-ace3-fa163e311f19","国械注进20163172226","基台以及螺钉","登腾株式会社Dentium Co.,Ltd.","登腾（北京）医疗器械商贸有限公司","fb923992-d583-11ec-9447-b4055d63f15c","基台以及螺钉","AAB154515HL","AAB154515HL","纯钛","C0702021380500107694","C07020213805001076940000617","08809460300741"]
[22,"J01550001","登腾种植体系统","四级纯钛种植体产品系统","登腾（北京）医疗器械商贸有限公司","登腾株式会社Dentium Co.,Ltd.","修复基台（单牙）","国械注进20163172226","基台以及螺钉","国械注进20163632226","包含注册证下相关部件纯钛或钛合金材质","适用于单牙种植修复基台、材质为纯钛或钛合金","个",120,"8aee1e50-4918-11ed-9447-b4055d63f15c","9ab49cf8-8dd1-11eb-ace3-fa163e311f19","国械注进20163172226","基台以及螺钉","登腾株式会社Dentium Co.,Ltd.","登腾（北京）医疗器械商贸有限公司","fb923992-d583-11ec-9447-b4055d63f15c","基台以及螺钉","DAB40255NL","DAB40255NL","纯钛","C0702021380500107694","C07020213805001076940000619","08809772432383"]
[22,"J01550001","登腾种植体系统","四级纯钛种植体产品系统","登腾（北京）医疗器械商贸有限公司","登腾株式会社Dentium Co.,Ltd.","修复基台（单牙）","国械注进20163172226","基台以及螺钉","国械注进20163632226","包含注册证下相关部件纯钛或钛合金材质","适用于单牙种植修复基台、材质为纯钛或钛合金","个",120,"8aee3b52-4918-11ed-9447-b4055d63f15c","9ab49cf8-8dd1-11eb-ace3-fa163e311f19","国械注进20163172226","基台以及螺钉","登腾株式会社Dentium Co.,Ltd.","登腾（北京）医疗器械商贸有限公司","fb923992-d583-11ec-9447-b4055d63f15c","基台以及螺钉","DAB45106NL","DAB45106NL","纯钛","C0702021380500107694","C07020213805001076940000620","08809772432420"]
[22,"J01550001","登腾种植体系统","四级纯钛种植体产品系统","登腾（北京）医疗器械商贸有限公司","登腾株式会社Dentium Co.,Ltd.","修复基台（单牙）","国械注进20163172226","基台以及螺钉","国械注进20163632226","包含注册证下相关部件纯钛或钛合金材质","适用于单牙种植修复基台、材质为纯钛或钛合金","个",120,"8aee515a-4918-11ed-9447-b4055d63f15c","9ab49cf8-8dd1-11eb-ace3-fa163e311f19","国械注进20163172226","基台以及螺钉","登腾株式会社Dentium Co.,Ltd.","登腾（北京）医疗器械商贸有限公司","fb923992-d583-11ec-9447-b4055d63f15c","基台以及螺钉","AAB155520NL","AAB155520NL","纯钛","C0702021380500107694","C07020213805001076940000621","08809162700900"]
[22,"J01550001","登腾种植体系统","四级纯钛种植体产品系统","登腾（北京）医疗器械商贸有限公司","登腾株式会社Dentium Co.,Ltd.","修复基台（单牙）","国械注进20163172226","基台以及螺钉","国械注进20163632226","包含注册证下相关部件纯钛或钛合金材质","适用于单牙种植修复基台、材质为纯钛或钛合金","个",120,"8aee5dc9-4918-11ed-9447-b4055d63f15c","9ab49cf8-8dd1-11eb-ace3-fa163e311f19","国械注进20163172226","基台以及螺钉","登腾株式会社Dentium Co.,Ltd.","登腾（北京）医疗器械商贸有限公司","fb923992-d583-11ec-9447-b4055d63f15c","基台以及螺钉","AAB156510HL","AAB156510HL","纯钛","C0702021380500107694","C07020213805001076940000622","08809772431898"]
[22,"J01550001","登腾种植体系统","四级纯钛种植体产品系统","登腾（北京）医疗器械商贸有限公司","登腾株式会社Dentium Co.,Ltd.","修复基台（单牙）","国械注进20163172226","基台以及螺钉","国械注进20163632226","包含注册证下相关部件纯钛或钛合金材质","适用于单牙种植修复基台、材质为纯钛或钛合金","个",120,"8aee6b56-4918-11ed-9447-b4055d63f15c","9ab49cf8-8dd1-11eb-ace3-fa163e311f19","国械注进20163172226","基台以及螺钉","登腾株式会社Dentium Co.,Ltd.","登腾（北京）医疗器械商贸有限公司","fb923992-d583-11ec-9447-b4055d63f15c","基台以及螺钉","AAB154550NL","AAB154550NL","纯钛","C0702021380500107694","C07020213805001076940000623","08809772431799"]
[22,"J01550001","登腾种植体系统","四级纯钛种植体产品系统","登腾（北京）医疗器械商贸有限公司","登腾株式会社Dentium Co.,Ltd.","修复基台（单牙）","国械注进20163172226","基台以及螺钉","国械注进20163632226","包含注册证下相关部件纯钛或钛合金材质","适用于单牙种植修复基台、材质为纯钛或钛合金","个",120,"8aee76da-4918-11ed-9447-b4055d63f15c","9ab49cf8-8dd1-11eb-ace3-fa163e311f19","国械注进20163172226","基台以及螺钉","登腾株式会社Dentium Co.,Ltd.","登腾（北京）医疗器械商贸有限公司","fb923992-d583-11ec-9447-b4055d63f15c","基台以及螺钉","CAB5545L","CAB5545L","纯钛","C0702021380500107694","C07020213805001076940000624","08809162701358"]
[22,"J01550001","登腾种植体系统","四级纯钛种植体产品系统","登腾（北京）医疗器械商贸有限公司","登腾株式会社Dentium Co.,Ltd.","修复基台（单牙）","国械注进20163172226","基台以及螺钉","国械注进20163632226","包含注册证下相关部件纯钛或钛合金材质","适用于单牙种植修复基台、材质为纯钛或钛合金","个",120,"8aef3b15-4918-11ed-9447-b4055d63f15c","9ab49cf8-8dd1-11eb-ace3-fa163e311f19","国械注进20163172226","基台以及螺钉","登腾株式会社Dentium Co.,Ltd.","登腾（北京）医疗器械商贸有限公司","fb923992-d583-11ec-9447-b4055d63f15c","基台以及螺钉","AAB156510NL","AAB156510NL","纯钛","C0702021380500107694","C07020213805001076940000625","08809772431904"]
[22,"J01550001","登腾种植体系统","四级纯钛种植体产品系统","登腾（北京）医疗器械商贸有限公司","登腾株式会社Dentium Co.,Ltd.","修复基台（单牙）","国械注进20163172226","基台以及螺钉","国械注进20163632226","包含注册证下相关部件纯钛或钛合金材质","适用于单牙种植修复基台、材质为纯钛或钛合金","个",120,"8aef6460-4918-11ed-9447-b4055d63f15c","9ab49cf8-8dd1-11eb-ace3-fa163e311f19","国械注进20163172226","基台以及螺钉","登腾株式会社Dentium Co.,Ltd.","登腾（北京）医疗器械商贸有限公司","fb923992-d583-11ec-9447-b4055d63f15c","基台以及螺钉","DAB4545HL","DAB4545HL","纯钛","C0702021380500107694","C07020213805001076940000626","08809162701617"]
[22,"J01550001","登腾种植体系统","四级纯钛种植体产品系统","登腾（北京）医疗器械商贸有限公司","登腾株式会社Dentium Co.,Ltd.","修复基台（单牙）","国械注进20163172226","基台以及螺钉","国械注进20163632226","包含注册证下相关部件纯钛或钛合金材质","适用于单牙种植修复基台、材质为纯钛或钛合金","个",120,"8aef75fc-4918-11ed-9447-b4055d63f15c","9ab49cf8-8dd1-11eb-ace3-fa163e311f19","国械注进20163172226","基台以及螺钉","登腾株式会社Dentium Co.,Ltd.","登腾（北京）医疗器械商贸有限公司","fb923992-d583-11ec-9447-b4055d63f15c","基台以及螺钉","AAB154530NL","AAB154530NL","纯钛","C0702021380500107694","C07020213805001076940000628","08809772431775"]
[22,"J01550001","登腾种植体系统","四级纯钛种植体产品系统","登腾（北京）医疗器械商贸有限公司","登腾株式会社Dentium Co.,Ltd.","修复基台（单牙）","国械注进20163172226","基台以及螺钉","国械注进20163632226","包含注册证下相关部件纯钛或钛合金材质","适用于单牙种植修复基台、材质为纯钛或钛合金","个",120,"8aef7a4e-4918-11ed-9447-b4055d63f15c","9ab49cf8-8dd1-11eb-ace3-fa163e311f19","国械注进20163172226","基台以及螺钉","登腾株式会社Dentium Co.,Ltd.","登腾（北京）医疗器械商贸有限公司","fb923992-d583-11ec-9447-b4055d63f15c","基台以及螺钉","CAB4515SL","CAB4515SL","纯钛","C0702021380500107694","C07020213805001076940000629","08809162701204"]
[22,"J01550001","登腾种植体系统","四级纯钛种植体产品系统","登腾（北京）医疗器械商贸有限公司","登腾株式会社Dentium Co.,Ltd.","修复基台（单牙）","国械注进20163172226","基台以及螺钉","国械注进20163632226","包含注册证下相关部件纯钛或钛合金材质","适用于单牙种植修复基台、材质为纯钛或钛合金","个",120,"8aef8663-4918-11ed-9447-b4055d63f15c","9ab49cf8-8dd1-11eb-ace3-fa163e311f19","国械注进20163172226","基台以及螺钉","登腾株式会社Dentium Co.,Ltd.","登腾（北京）医疗器械商贸有限公司","fb923992-d583-11ec-9447-b4055d63f15c","基台以及螺钉","AAB154560NL","AAB154560NL","纯钛","C0702021380500107694","C07020213805001076940000630","08809772431805"]
[22,"J01550001","登腾种植体系统","四级纯钛种植体产品系统","登腾（北京）医疗器械商贸有限公司","登腾株式会社Dentium Co.,Ltd.","修复基台（单牙）","国械注进20163172226","基台以及螺钉","国械注进20163632226","包含注册证下相关部件纯钛或钛合金材质","适用于单牙种植修复基台、材质为纯钛或钛合金","个",120,"8aef8ab9-4918-11ed-9447-b4055d63f15c","9ab49cf8-8dd1-11eb-ace3-fa163e311f19","国械注进20163172226","基台以及螺钉","登腾株式会社Dentium Co.,Ltd.","登腾（北京）医疗器械商贸有限公司","fb923992-d583-11ec-9447-b4055d63f15c","基台以及螺钉","DAB6555HL","DAB6555HL","纯钛","C0702021380500107694","C07020213805001076940000631","08809162701952"]
[22,"J01550001","登腾种植体系统","四级纯钛种植体产品系统","登腾（北京）医疗器械商贸有限公司","登腾株式会社Dentium Co.,Ltd.","修复基台（单牙）","国械注进20163172226","基台以及螺钉","国械注进20163632226","包含注册证下相关部件纯钛或钛合金材质","适用于单牙种植修复基台、材质为纯钛或钛合金","个",120,"8aef96ed-4918-11ed-9447-b4055d63f15c","9ab49cf8-8dd1-11eb-ace3-fa163e311f19","国械注进20163172226","基台以及螺钉","登腾株式会社Dentium Co.,Ltd.","登腾（北京）医疗器械商贸有限公司","fb923992-d583-11ec-9447-b4055d63f15c","基台以及螺钉","CAB6535SL","CAB6535SL","纯钛","C0702021380500107694","C07020213805001076940000632","08809162701440"]
[22,"J01550001","登腾种植体系统","四级纯钛种植体产品系统","登腾（北京）医疗器械商贸有限公司","登腾株式会社Dentium Co.,Ltd.","修复基台（单牙）","国械注进20163172226","基台以及螺钉","国械注进20163632226","包含注册证下相关部件纯钛或钛合金材质","适用于单牙种植修复基台、材质为纯钛或钛合金","个",120,"8aef9b52-4918-11ed-9447-b4055d63f15c","9ab49cf8-8dd1-11eb-ace3-fa163e311f19","国械注进20163172226","基台以及螺钉","登腾株式会社Dentium Co.,Ltd.","登腾（北京）医疗器械商贸有限公司","fb923992-d583-11ec-9447-b4055d63f15c","基台以及螺钉","DAB5535HL","DAB5535HL","纯钛","C0702021380500107694","C07020213805001076940000633","08809162701778"]
[22,"J01550001","登腾种植体系统","四级纯钛种植体产品系统","登腾（北京）医疗器械商贸有限公司","登腾株式会社Dentium Co.,Ltd.","修复基台（单牙）","国械注进20163172226","基台以及螺钉","国械注进20163632226","包含注册证下相关部件纯钛或钛合金材质","适用于单牙种植修复基台、材质为纯钛或钛合金","个",120,"8aefa5de-4918-11ed-9447-b4055d63f15c","9ab49cf8-8dd1-11eb-ace3-fa163e311f19","国械注进20163172226","基台以及螺钉","登腾株式会社Dentium Co.,Ltd.","登腾（北京）医疗器械商贸有限公司","fb923992-d583-11ec-9447-b4055d63f15c","基台以及螺钉","CAB4545L","CAB4545L","纯钛","C0702021380500107694","C07020213805001076940000634","08809162701259"]
[22,"J01550001","登腾种植体系统","四级纯钛种植体产品系统","登腾（北京）医疗器械商贸有限公司","登腾株式会社Dentium Co.,Ltd.","修复基台（单牙）","国械注进20163172226","基台以及螺钉","国械注进20163632226","包含注册证下相关部件纯钛或钛合金材质","适用于单牙种植修复基台、材质为纯钛或钛合金","个",120,"8aefc10f-4918-11ed-9447-b4055d63f15c","9ab49cf8-8dd1-11eb-ace3-fa163e311f19","国械注进20163172226","基台以及螺钉","登腾株式会社Dentium Co.,Ltd.","登腾（北京）医疗器械商贸有限公司","fb923992-d583-11ec-9447-b4055d63f15c","基台以及螺钉","CAB5525L","CAB5525L","纯钛","C0702021380500107694","C07020213805001076940000635","08809162701310"]
[22,"J01550001","登腾种植体系统","四级纯钛种植体产品系统","登腾（北京）医疗器械商贸有限公司","登腾株式会社Dentium Co.,Ltd.","修复基台（单牙）","国械注进20163172226","基台以及螺钉","国械注进20163632226","包含注册证下相关部件纯钛或钛合金材质","适用于单牙种植修复基台、材质为纯钛或钛合金","个",120,"8aefd75c-4918-11ed-9447-b4055d63f15c","9ab49cf8-8dd1-11eb-ace3-fa163e311f19","国械注进20163172226","基台以及螺钉","登腾株式会社Dentium Co.,Ltd.","登腾（北京）医疗器械商贸有限公司","fb923992-d583-11ec-9447-b4055d63f15c","基台以及螺钉","DAB55307NL","DAB55307NL","纯钛","C0702021380500107694","C07020213805001076940000636","08809162701761"]
[22,"J01550001","登腾种植体系统","四级纯钛种植体产品系统","登腾（北京）医疗器械商贸有限公司","登腾株式会社Dentium Co.,Ltd.","修复基台（单牙）","国械注进20163172226","基台以及螺钉","国械注进20163632226","包含注册证下相关部件纯钛或钛合金材质","适用于单牙种植修复基台、材质为纯钛或钛合金","个",120,"8aefe2fb-4918-11ed-9447-b4055d63f15c","9ab49cf8-8dd1-11eb-ace3-fa163e311f19","国械注进20163172226","基台以及螺钉","登腾株式会社Dentium Co.,Ltd.","登腾（北京）医疗器械商贸有限公司","fb923992-d583-11ec-9447-b4055d63f15c","基台以及螺钉","AAB154530HL","AAB154530HL","纯钛","C0702021380500107694","C07020213805001076940000637","08809772431768"]
[22,"J01550001","登腾种植体系统","四级纯钛种植体产品系统","登腾（北京）医疗器械商贸有限公司","登腾株式会社Dentium Co.,Ltd.","修复基台（单牙）","国械注进20163172226","基台以及螺钉","国械注进20163632226","包含注册证下相关部件纯钛或钛合金材质","适用于单牙种植修复基台、材质为纯钛或钛合金","个",120,"8aeff02d-4918-11ed-9447-b4055d63f15c","9ab49cf8-8dd1-11eb-ace3-fa163e311f19","国械注进20163172226","基台以及螺钉","登腾株式会社Dentium Co.,Ltd.","登腾（北京）医疗器械商贸有限公司","fb923992-d583-11ec-9447-b4055d63f15c","基台以及螺钉","DAB55257NL","DAB55257NL","纯钛","C0702021380500107694","C07020213805001076940000638","08809162701723"]
[22,"J01550001","登腾种植体系统","四级纯钛种植体产品系统","登腾（北京）医疗器械商贸有限公司","登腾株式会社Dentium Co.,Ltd.","修复基台（单牙）","国械注进20163172226","基台以及螺钉","国械注进20163632226","包含注册证下相关部件纯钛或钛合金材质","适用于单牙种植修复基台、材质为纯钛或钛合金","个",120,"8aeffd3f-4918-11ed-9447-b4055d63f15c","9ab49cf8-8dd1-11eb-ace3-fa163e311f19","国械注进20163172226","基台以及螺钉","登腾株式会社Dentium Co.,Ltd.","登腾（北京）医疗器械商贸有限公司","fb923992-d583-11ec-9447-b4055d63f15c","基台以及螺钉","DAB40255HL","DAB40255HL","纯钛","C0702021380500107694","C07020213805001076940000639","08809772432376"]
[22,"J01550001","登腾种植体系统","四级纯钛种植体产品系统","登腾（北京）医疗器械商贸有限公司","登腾株式会社Dentium Co.,Ltd.","修复基台（单牙）","国械注进20163172226","基台以及螺钉","国械注进20163632226","包含注册证下相关部件纯钛或钛合金材质","适用于单牙种植修复基台、材质为纯钛或钛合金","个",120,"8af0097d-4918-11ed-9447-b4055d63f15c","9ab49cf8-8dd1-11eb-ace3-fa163e311f19","国械注进20163172226","基台以及螺钉","登腾株式会社Dentium Co.,Ltd.","登腾（北京）医疗器械商贸有限公司","fb923992-d583-11ec-9447-b4055d63f15c","基台以及螺钉","DAB4535HL","DAB4535HL","纯钛","C0702021380500107694","C07020213805001076940000640","08809162701594"]
[22,"J01550001","登腾种植体系统","四级纯钛种植体产品系统","登腾（北京）医疗器械商贸有限公司","登腾株式会社Dentium Co.,Ltd.","修复基台（单牙）","国械注进20163172226","基台以及螺钉","国械注进20163632226","包含注册证下相关部件纯钛或钛合金材质","适用于单牙种植修复基台、材质为纯钛或钛合金","个",120,"8af01e3c-4918-11ed-9447-b4055d63f15c","9ab49cf8-8dd1-11eb-ace3-fa163e311f19","国械注进20163172226","基台以及螺钉","登腾株式会社Dentium Co.,Ltd.","登腾（北京）医疗器械商贸有限公司","fb923992-d583-11ec-9447-b4055d63f15c","基台以及螺钉","AAB155515NL","AAB155515NL","纯钛","C0702021380500107694","C07020213805001076940000642","08809460300819"]
[22,"J01550001","登腾种植体系统","四级纯钛种植体产品系统","登腾（北京）医疗器械商贸有限公司","登腾株式会社Dentium Co.,Ltd.","修复基台（单牙）","国械注进20163172226","基台以及螺钉","国械注进20163632226","包含注册证下相关部件纯钛或钛合金材质","适用于单牙种植修复基台、材质为纯钛或钛合金","个",120,"8af0388f-4918-11ed-9447-b4055d63f15c","9ab49cf8-8dd1-11eb-ace3-fa163e311f19","国械注进20163172226","基台以及螺钉","登腾株式会社Dentium Co.,Ltd.","登腾（北京）医疗器械商贸有限公司","fb923992-d583-11ec-9447-b4055d63f15c","基台以及螺钉","DAB6555NL","DAB6555NL","纯钛","C0702021380500107694","C07020213805001076940000643","08809162701969"]
[22,"J01550001","登腾种植体系统","四级纯钛种植体产品系统","登腾（北京）医疗器械商贸有限公司","登腾株式会社Dentium Co.,Ltd.","修复基台（单牙）","国械注进20163172226","基台以及螺钉","国械注进20163632226","包含注册证下相关部件纯钛或钛合金材质","适用于单牙种植修复基台、材质为纯钛或钛合金","个",120,"8af05029-4918-11ed-9447-b4055d63f15c","9ab49cf8-8dd1-11eb-ace3-fa163e311f19","国械注进20163172226","基台以及螺钉","登腾株式会社Dentium Co.,Ltd.","登腾（北京）医疗器械商贸有限公司","fb923992-d583-11ec-9447-b4055d63f15c","基台以及螺钉","DAB65108HL","DAB65108HL","纯钛","C0702021380500107694","C07020213805001076940000644","08809772432512"]
[22,"J01550001","登腾种植体系统","四级纯钛种植体产品系统","登腾（北京）医疗器械商贸有限公司","登腾株式会社Dentium Co.,Ltd.","修复基台（单牙）","国械注进20163172226","基台以及螺钉","国械注进20163632226","包含注册证下相关部件纯钛或钛合金材质","适用于单牙种植修复基台、材质为纯钛或钛合金","个",120,"8af068b7-4918-11ed-9447-b4055d63f15c","9ab49cf8-8dd1-11eb-ace3-fa163e311f19","国械注进20163172226","基台以及螺钉","登腾株式会社Dentium Co.,Ltd.","登腾（北京）医疗器械商贸有限公司","fb923992-d583-11ec-9447-b4055d63f15c","基台以及螺钉","DAB65308NL","DAB65308NL","纯钛","C0702021380500107694","C07020213805001076940000645","08809772432567"]
[22,"J01550001","登腾种植体系统","四级纯钛种植体产品系统","登腾（北京）医疗器械商贸有限公司","登腾株式会社Dentium Co.,Ltd.","修复基台（单牙）","国械注进20163172226","基台以及螺钉","国械注进20163632226","包含注册证下相关部件纯钛或钛合金材质","适用于单牙种植修复基台、材质为纯钛或钛合金","个",120,"8af086dd-4918-11ed-9447-b4055d63f15c","9ab49cf8-8dd1-11eb-ace3-fa163e311f19","国械注进20163172226","基台以及螺钉","登腾株式会社Dentium Co.,Ltd.","登腾（北京）医疗器械商贸有限公司","fb923992-d583-11ec-9447-b4055d63f15c","基台以及螺钉","CAB5555SL","CAB5555SL","纯钛","C0702021380500107694","C07020213805001076940000646","08809162701389"]
[22,"J01550001","登腾种植体系统","四级纯钛种植体产品系统","登腾（北京）医疗器械商贸有限公司","登腾株式会社Dentium Co.,Ltd.","修复基台（单牙）","国械注进20163172226","基台以及螺钉","国械注进20163632226","包含注册证下相关部件纯钛或钛合金材质","适用于单牙种植修复基台、材质为纯钛或钛合金","个",120,"8af09f0f-4918-11ed-9447-b4055d63f15c","9ab49cf8-8dd1-11eb-ace3-fa163e311f19","国械注进20163172226","基台以及螺钉","登腾株式会社Dentium Co.,Ltd.","登腾（北京）医疗器械商贸有限公司","fb923992-d583-11ec-9447-b4055d63f15c","基台以及螺钉","CDAB5520H","CDAB5520H","纯钛","C0702021380500107694","C07020213805001076940000647","08809544904995"]
[22,"J01550001","登腾种植体系统","四级纯钛种植体产品系统","登腾（北京）医疗器械商贸有限公司","登腾株式会社Dentium Co.,Ltd.","修复基台（单牙）","国械注进20163172226","基台以及螺钉","国械注进20163632226","包含注册证下相关部件纯钛或钛合金材质","适用于单牙种植修复基台、材质为纯钛或钛合金","个",120,"8af0ab0d-4918-11ed-9447-b4055d63f15c","9ab49cf8-8dd1-11eb-ace3-fa163e311f19","国械注进20163172226","基台以及螺钉","登腾株式会社Dentium Co.,Ltd.","登腾（北京）医疗器械商贸有限公司","fb923992-d583-11ec-9447-b4055d63f15c","基台以及螺钉","AAB155550HL","AAB155550HL","纯钛","C0702021380500107694","C07020213805001076940000648","08809772431850"]
[22,"J01550001","登腾种植体系统","四级纯钛种植体产品系统","登腾（北京）医疗器械商贸有限公司","登腾株式会社Dentium Co.,Ltd.","修复基台（单牙）","国械注进20163172226","基台以及螺钉","国械注进20163632226","包含注册证下相关部件纯钛或钛合金材质","适用于单牙种植修复基台、材质为纯钛或钛合金","个",120,"8af0bdef-4918-11ed-9447-b4055d63f15c","9ab49cf8-8dd1-11eb-ace3-fa163e311f19","国械注进20163172226","基台以及螺钉","登腾株式会社Dentium Co.,Ltd.","登腾（北京）医疗器械商贸有限公司","fb923992-d583-11ec-9447-b4055d63f15c","基台以及螺钉","DAB4525HL","DAB4525HL","纯钛","C0702021380500107694","C07020213805001076940000649","08809162701570"]
[22,"J01550001","登腾种植体系统","四级纯钛种植体产品系统","登腾（北京）医疗器械商贸有限公司","登腾株式会社Dentium Co.,Ltd.","修复基台（单牙）","国械注进20163172226","基台以及螺钉","国械注进20163632226","包含注册证下相关部件纯钛或钛合金材质","适用于单牙种植修复基台、材质为纯钛或钛合金","个",120,"8af0d5b4-4918-11ed-9447-b4055d63f15c","9ab49cf8-8dd1-11eb-ace3-fa163e311f19","国械注进20163172226","基台以及螺钉","登腾株式会社Dentium Co.,Ltd.","登腾（北京）医疗器械商贸有限公司","fb923992-d583-11ec-9447-b4055d63f15c","基台以及螺钉","CAB4535L","CAB4535L","纯钛","C0702021380500107694","C07020213805001076940000651","08809162701235"]
[22,"J01550001","登腾种植体系统","四级纯钛种植体产品系统","登腾（北京）医疗器械商贸有限公司","登腾株式会社Dentium Co.,Ltd.","修复基台（单牙）","国械注进20163172226","基台以及螺钉","国械注进20163632226","包含注册证下相关部件纯钛或钛合金材质","适用于单牙种植修复基台、材质为纯钛或钛合金","个",120,"8af0e043-4918-11ed-9447-b4055d63f15c","9ab49cf8-8dd1-11eb-ace3-fa163e311f19","国械注进20163172226","基台以及螺钉","登腾株式会社Dentium Co.,Ltd.","登腾（北京）医疗器械商贸有限公司","fb923992-d583-11ec-9447-b4055d63f15c","基台以及螺钉","AAB154515NL","AAB154515NL","纯钛","C0702021380500107694","C07020213805001076940000652","08809460300758"]
[22,"J01550001","登腾种植体系统","四级纯钛种植体产品系统","登腾（北京）医疗器械商贸有限公司","登腾株式会社Dentium Co.,Ltd.","修复基台（单牙）","国械注进20163172226","基台以及螺钉","国械注进20163632226","包含注册证下相关部件纯钛或钛合金材质","适用于单牙种植修复基台、材质为纯钛或钛合金","个",120,"8af0e30b-4918-11ed-9447-b4055d63f15c","9ab49cf8-8dd1-11eb-ace3-fa163e311f19","国械注进20163172226","基台以及螺钉","登腾株式会社Dentium Co.,Ltd.","登腾（北京）医疗器械商贸有限公司","fb923992-d583-11ec-9447-b4055d63f15c","基台以及螺钉","DAB6535NL","DAB6535NL","纯钛","C0702021380500107694","C07020213805001076940000653","08809162701921"]
[22,"J01550001","登腾种植体系统","四级纯钛种植体产品系统","登腾（北京）医疗器械商贸有限公司","登腾株式会社Dentium Co.,Ltd.","修复基台（单牙）","国械注进20163172226","基台以及螺钉","国械注进20163632226","包含注册证下相关部件纯钛或钛合金材质","适用于单牙种植修复基台、材质为纯钛或钛合金","个",120,"8af0ecb9-4918-11ed-9447-b4055d63f15c","9ab49cf8-8dd1-11eb-ace3-fa163e311f19","国械注进20163172226","基台以及螺钉","登腾株式会社Dentium Co.,Ltd.","登腾（北京）医疗器械商贸有限公司","fb923992-d583-11ec-9447-b4055d63f15c","基台以及螺钉","AAB154535HL","AAB154535HL","纯钛","C0702021380500107694","C07020213805001076940000654","08809460300789"]
[22,"J01550001","登腾种植体系统","四级纯钛种植体产品系统","登腾（北京）医疗器械商贸有限公司","登腾株式会社Dentium Co.,Ltd.","修复基台（单牙）","国械注进20163172226","基台以及螺钉","国械注进20163632226","包含注册证下相关部件纯钛或钛合金材质","适用于单牙种植修复基台、材质为纯钛或钛合金","个",120,"8af0f74e-4918-11ed-9447-b4055d63f15c","9ab49cf8-8dd1-11eb-ace3-fa163e311f19","国械注进20163172226","基台以及螺钉","登腾株式会社Dentium Co.,Ltd.","登腾（北京）医疗器械商贸有限公司","fb923992-d583-11ec-9447-b4055d63f15c","基台以及螺钉","AAB154540HL","AAB154540HL","纯钛","C0702021380500107694","C07020213805001076940000655","08809162700832"]
[22,"J01550001","登腾种植体系统","四级纯钛种植体产品系统","登腾（北京）医疗器械商贸有限公司","登腾株式会社Dentium Co.,Ltd.","修复基台（单牙）","国械注进20163172226","基台以及螺钉","国械注进20163632226","包含注册证下相关部件纯钛或钛合金材质","适用于单牙种植修复基台、材质为纯钛或钛合金","个",120,"8af109f3-4918-11ed-9447-b4055d63f15c","9ab49cf8-8dd1-11eb-ace3-fa163e311f19","国械注进20163172226","基台以及螺钉","登腾株式会社Dentium Co.,Ltd.","登腾（北京）医疗器械商贸有限公司","fb923992-d583-11ec-9447-b4055d63f15c","基台以及螺钉","DAB4515HL","DAB4515HL","纯钛","C0702021380500107694","C07020213805001076940000656","08809162701556"]
[22,"J01550001","登腾种植体系统","四级纯钛种植体产品系统","登腾（北京）医疗器械商贸有限公司","登腾株式会社Dentium Co.,Ltd.","修复基台（单牙）","国械注进20163172226","基台以及螺钉","国械注进20163632226","包含注册证下相关部件纯钛或钛合金材质","适用于单牙种植修复基台、材质为纯钛或钛合金","个",120,"8af11d53-4918-11ed-9447-b4055d63f15c","9ab49cf8-8dd1-11eb-ace3-fa163e311f19","国械注进20163172226","基台以及螺钉","登腾株式会社Dentium Co.,Ltd.","登腾（北京）医疗器械商贸有限公司","fb923992-d583-11ec-9447-b4055d63f15c","基台以及螺钉","CAB5525SL","CAB5525SL","纯钛","C0702021380500107694","C07020213805001076940000657","08809162701327"]
[22,"J01550001","登腾种植体系统","四级纯钛种植体产品系统","登腾（北京）医疗器械商贸有限公司","登腾株式会社Dentium Co.,Ltd.","修复基台（单牙）","国械注进20163172226","基台以及螺钉","国械注进20163632226","包含注册证下相关部件纯钛或钛合金材质","适用于单牙种植修复基台、材质为纯钛或钛合金","个",120,"8af1416c-4918-11ed-9447-b4055d63f15c","9ab49cf8-8dd1-11eb-ace3-fa163e311f19","国械注进20163172226","基台以及螺钉","登腾株式会社Dentium Co.,Ltd.","登腾（北京）医疗器械商贸有限公司","fb923992-d583-11ec-9447-b4055d63f15c","基台以及螺钉","AAB154550HL","AAB154550HL","纯钛","C0702021380500107694","C07020213805001076940000659","08809772431782"]
[22,"J01550001","登腾种植体系统","四级纯钛种植体产品系统","登腾（北京）医疗器械商贸有限公司","登腾株式会社Dentium Co.,Ltd.","修复基台（单牙）","国械注进20163172226","基台以及螺钉","国械注进20163632226","包含注册证下相关部件纯钛或钛合金材质","适用于单牙种植修复基台、材质为纯钛或钛合金","个",120,"8af14f1a-4918-11ed-9447-b4055d63f15c","9ab49cf8-8dd1-11eb-ace3-fa163e311f19","国械注进20163172226","基台以及螺钉","登腾株式会社Dentium Co.,Ltd.","登腾（北京）医疗器械商贸有限公司","fb923992-d583-11ec-9447-b4055d63f15c","基台以及螺钉","CAB6545L","CAB6545L","纯钛","C0702021380500107694","C07020213805001076940000660","08809162701457"]
[22,"J01550001","登腾种植体系统","四级纯钛种植体产品系统","登腾（北京）医疗器械商贸有限公司","登腾株式会社Dentium Co.,Ltd.","修复基台（单牙）","国械注进20163172226","基台以及螺钉","国械注进20163632226","包含注册证下相关部件纯钛或钛合金材质","适用于单牙种植修复基台、材质为纯钛或钛合金","个",120,"8af16420-4918-11ed-9447-b4055d63f15c","9ab49cf8-8dd1-11eb-ace3-fa163e311f19","国械注进20163172226","基台以及螺钉","登腾株式会社Dentium Co.,Ltd.","登腾（北京）医疗器械商贸有限公司","fb923992-d583-11ec-9447-b4055d63f15c","基台以及螺钉","CAB6545SL","CAB6545SL","纯钛","C0702021380500107694","C07020213805001076940000661","08809162701464"]
[22,"J01550001","登腾种植体系统","四级纯钛种植体产品系统","登腾（北京）医疗器械商贸有限公司","登腾株式会社Dentium Co.,Ltd.","修复基台（单牙）","国械注进20163172226","基台以及螺钉","国械注进20163632226","包含注册证下相关部件纯钛或钛合金材质","适用于单牙种植修复基台、材质为纯钛或钛合金","个",120,"8af18307-4918-11ed-9447-b4055d63f15c","9ab49cf8-8dd1-11eb-ace3-fa163e311f19","国械注进20163172226","基台以及螺钉","登腾株式会社Dentium Co.,Ltd.","登腾（北京）医疗器械商贸有限公司","fb923992-d583-11ec-9447-b4055d63f15c","基台以及螺钉","DAB5525NL","DAB5525NL","纯钛","C0702021380500107694","C07020213805001076940000663","08809162701747"]
[22,"J01550001","登腾种植体系统","四级纯钛种植体产品系统","登腾（北京）医疗器械商贸有限公司","登腾株式会社Dentium Co.,Ltd.","修复基台（单牙）","国械注进20163172226","基台以及螺钉","国械注进20163632226","包含注册证下相关部件纯钛或钛合金材质","适用于单牙种植修复基台、材质为纯钛或钛合金","个",120,"8af19204-4918-11ed-9447-b4055d63f15c","9ab49cf8-8dd1-11eb-ace3-fa163e311f19","国械注进20163172226","基台以及螺钉","登腾株式会社Dentium Co.,Ltd.","登腾（北京）医疗器械商贸有限公司","fb923992-d583-11ec-9447-b4055d63f15c","基台以及螺钉","AAB155515HL","AAB155515HL","纯钛","C0702021380500107694","C07020213805001076940000664","08809460300802"]
[22,"J01550001","登腾种植体系统","四级纯钛种植体产品系统","登腾（北京）医疗器械商贸有限公司","登腾株式会社Dentium Co.,Ltd.","修复基台（单牙）","国械注进20163172226","基台以及螺钉","国械注进20163632226","包含注册证下相关部件纯钛或钛合金材质","适用于单牙种植修复基台、材质为纯钛或钛合金","个",120,"8af1a4fa-4918-11ed-9447-b4055d63f15c","9ab49cf8-8dd1-11eb-ace3-fa163e311f19","国械注进20163172226","基台以及螺钉","登腾株式会社Dentium Co.,Ltd.","登腾（北京）医疗器械商贸有限公司","fb923992-d583-11ec-9447-b4055d63f15c","基台以及螺钉","DAB6525HL","DAB6525HL","纯钛","C0702021380500107694","C07020213805001076940000665","08809162701891"]
[22,"J01550001","登腾种植体系统","四级纯钛种植体产品系统","登腾（北京）医疗器械商贸有限公司","登腾株式会社Dentium Co.,Ltd.","修复基台（单牙）","国械注进20163172226","基台以及螺钉","国械注进20163632226","包含注册证下相关部件纯钛或钛合金材质","适用于单牙种植修复基台、材质为纯钛或钛合金","个",120,"8af1bfdb-4918-11ed-9447-b4055d63f15c","9ab49cf8-8dd1-11eb-ace3-fa163e311f19","国械注进20163172226","基台以及螺钉","登腾株式会社Dentium Co.,Ltd.","登腾（北京）医疗器械商贸有限公司","fb923992-d583-11ec-9447-b4055d63f15c","基台以及螺钉","DAB55207NL","DAB55207NL","纯钛","C0702021380500107694","C07020213805001076940000666","08809162701709"]
[22,"J01550001","登腾种植体系统","四级纯钛种植体产品系统","登腾（北京）医疗器械商贸有限公司","登腾株式会社Dentium Co.,Ltd.","修复基台（单牙）","国械注进20163172226","基台以及螺钉","国械注进20163632226","包含注册证下相关部件纯钛或钛合金材质","适用于单牙种植修复基台、材质为纯钛或钛合金","个",120,"8af1cd07-4918-11ed-9447-b4055d63f15c","9ab49cf8-8dd1-11eb-ace3-fa163e311f19","国械注进20163172226","基台以及螺钉","登腾株式会社Dentium Co.,Ltd.","登腾（北京）医疗器械商贸有限公司","fb923992-d583-11ec-9447-b4055d63f15c","基台以及螺钉","AAB155550NL","AAB155550NL","纯钛","C0702021380500107694","C07020213805001076940000667","08809772431867"]
[22,"J01550001","登腾种植体系统","四级纯钛种植体产品系统","登腾（北京）医疗器械商贸有限公司","登腾株式会社Dentium Co.,Ltd.","修复基台（单牙）","国械注进20163172226","基台以及螺钉","国械注进20163632226","包含注册证下相关部件纯钛或钛合金材质","适用于单牙种植修复基台、材质为纯钛或钛合金","个",120,"8af1d905-4918-11ed-9447-b4055d63f15c","9ab49cf8-8dd1-11eb-ace3-fa163e311f19","国械注进20163172226","基台以及螺钉","登腾株式会社Dentium Co.,Ltd.","登腾（北京）医疗器械商贸有限公司","fb923992-d583-11ec-9447-b4055d63f15c","基台以及螺钉","CAB6515L","CAB6515L","纯钛","C0702021380500107694","C07020213805001076940000668","08809162701396"]
[22,"J01550001","登腾种植体系统","四级纯钛种植体产品系统","登腾（北京）医疗器械商贸有限公司","登腾株式会社Dentium Co.,Ltd.","修复基台（单牙）","国械注进20163172226","基台以及螺钉","国械注进20163632226","包含注册证下相关部件纯钛或钛合金材质","适用于单牙种植修复基台、材质为纯钛或钛合金","个",120,"8af201f0-4918-11ed-9447-b4055d63f15c","9ab49cf8-8dd1-11eb-ace3-fa163e311f19","国械注进20163172226","基台以及螺钉","登腾株式会社Dentium Co.,Ltd.","登腾（北京）医疗器械商贸有限公司","fb923992-d583-11ec-9447-b4055d63f15c","基台以及螺钉","DAB55307HL","DAB55307HL","纯钛","C0702021380500107694","C07020213805001076940000669","08809162701754"]
[22,"J01550001","登腾种植体系统","四级纯钛种植体产品系统","登腾（北京）医疗器械商贸有限公司","登腾株式会社Dentium Co.,Ltd.","修复基台（单牙）","国械注进20163172226","基台以及螺钉","国械注进20163632226","包含注册证下相关部件纯钛或钛合金材质","适用于单牙种植修复基台、材质为纯钛或钛合金","个",120,"8af2281d-4918-11ed-9447-b4055d63f15c","9ab49cf8-8dd1-11eb-ace3-fa163e311f19","国械注进20163172226","基台以及螺钉","登腾株式会社Dentium Co.,Ltd.","登腾（北京）医疗器械商贸有限公司","fb923992-d583-11ec-9447-b4055d63f15c","基台以及螺钉","DAB45156NL","DAB45156NL","纯钛","C0702021380500107694","C07020213805001076940000670","08809162701549"]
[22,"J01550001","登腾种植体系统","四级纯钛种植体产品系统","登腾（北京）医疗器械商贸有限公司","登腾株式会社Dentium Co.,Ltd.","修复基台（单牙）","国械注进20163172226","基台以及螺钉","国械注进20163632226","包含注册证下相关部件纯钛或钛合金材质","适用于单牙种植修复基台、材质为纯钛或钛合金","个",120,"8af23c24-4918-11ed-9447-b4055d63f15c","9ab49cf8-8dd1-11eb-ace3-fa163e311f19","国械注进20163172226","基台以及螺钉","登腾株式会社Dentium Co.,Ltd.","登腾（北京）医疗器械商贸有限公司","fb923992-d583-11ec-9447-b4055d63f15c","基台以及螺钉","CDAB4515N","CDAB4515N","纯钛","C0702021380500107694","C07020213805001076940000671","08809544904964"]
[22,"J01550001","登腾种植体系统","四级纯钛种植体产品系统","登腾（北京）医疗器械商贸有限公司","登腾株式会社Dentium Co.,Ltd.","修复基台（单牙）","国械注进20163172226","基台以及螺钉","国械注进20163632226","包含注册证下相关部件纯钛或钛合金材质","适用于单牙种植修复基台、材质为纯钛或钛合金","个",120,"8af2480f-4918-11ed-9447-b4055d63f15c","9ab49cf8-8dd1-11eb-ace3-fa163e311f19","国械注进20163172226","基台以及螺钉","登腾株式会社Dentium Co.,Ltd.","登腾（北京）医疗器械商贸有限公司","fb923992-d583-11ec-9447-b4055d63f15c","基台以及螺钉","DAB5525HL","DAB5525HL","纯钛","C0702021380500107694","C07020213805001076940000672","08809162701730"]
[22,"J01550001","登腾种植体系统","四级纯钛种植体产品系统","登腾（北京）医疗器械商贸有限公司","登腾株式会社Dentium Co.,Ltd.","修复基台（单牙）","国械注进20163172226","基台以及螺钉","国械注进20163632226","包含注册证下相关部件纯钛或钛合金材质","适用于单牙种植修复基台、材质为纯钛或钛合金","个",120,"8af26b5c-4918-11ed-9447-b4055d63f15c","9ab49cf8-8dd1-11eb-ace3-fa163e311f19","国械注进20163172226","基台以及螺钉","登腾株式会社Dentium Co.,Ltd.","登腾（北京）医疗器械商贸有限公司","fb923992-d583-11ec-9447-b4055d63f15c","基台以及螺钉","DAB4545NL","DAB4545NL","纯钛","C0702021380500107694","C07020213805001076940000673","08809162701624"]
[22,"J01550001","登腾种植体系统","四级纯钛种植体产品系统","登腾（北京）医疗器械商贸有限公司","登腾株式会社Dentium Co.,Ltd.","修复基台（单牙）","国械注进20163172226","基台以及螺钉","国械注进20163632226","包含注册证下相关部件纯钛或钛合金材质","适用于单牙种植修复基台、材质为纯钛或钛合金","个",120,"8af280e5-4918-11ed-9447-b4055d63f15c","9ab49cf8-8dd1-11eb-ace3-fa163e311f19","国械注进20163172226","基台以及螺钉","登腾株式会社Dentium Co.,Ltd.","登腾（北京）医疗器械商贸有限公司","fb923992-d583-11ec-9447-b4055d63f15c","基台以及螺钉","DAB4510NL","DAB4510NL","纯钛","C0702021380500107694","C07020213805001076940000674","08809162701525"]
[22,"J01550001","登腾种植体系统","四级纯钛种植体产品系统","登腾（北京）医疗器械商贸有限公司","登腾株式会社Dentium Co.,Ltd.","修复基台（单牙）","国械注进20163172226","基台以及螺钉","国械注进20163632226","包含注册证下相关部件纯钛或钛合金材质","适用于单牙种植修复基台、材质为纯钛或钛合金","个",120,"8af299c7-4918-11ed-9447-b4055d63f15c","9ab49cf8-8dd1-11eb-ace3-fa163e311f19","国械注进20163172226","基台以及螺钉","登腾株式会社Dentium Co.,Ltd.","登腾（北京）医疗器械商贸有限公司","fb923992-d583-11ec-9447-b4055d63f15c","基台以及螺钉","AAB154510NL","AAB154510NL","纯钛","C0702021380500107694","C07020213805001076940000675","08809772431751"]
[22,"J01550001","登腾种植体系统","四级纯钛种植体产品系统","登腾（北京）医疗器械商贸有限公司","登腾株式会社Dentium Co.,Ltd.","修复基台（单牙）","国械注进20163172226","基台以及螺钉","国械注进20163632226","包含注册证下相关部件纯钛或钛合金材质","适用于单牙种植修复基台、材质为纯钛或钛合金","个",120,"8af2a5e9-4918-11ed-9447-b4055d63f15c","9ab49cf8-8dd1-11eb-ace3-fa163e311f19","国械注进20163172226","基台以及螺钉","登腾株式会社Dentium Co.,Ltd.","登腾（北京）医疗器械商贸有限公司","fb923992-d583-11ec-9447-b4055d63f15c","基台以及螺钉","CAB4555SL","CAB4555SL","纯钛","C0702021380500107694","C07020213805001076940000676","08809162701280"]
[22,"J01550001","登腾种植体系统","四级纯钛种植体产品系统","登腾（北京）医疗器械商贸有限公司","登腾株式会社Dentium Co.,Ltd.","修复基台（单牙）","国械注进20163172226","基台以及螺钉","国械注进20163632226","包含注册证下相关部件纯钛或钛合金材质","适用于单牙种植修复基台、材质为纯钛或钛合金","个",120,"8af2bda1-4918-11ed-9447-b4055d63f15c","9ab49cf8-8dd1-11eb-ace3-fa163e311f19","国械注进20163172226","基台以及螺钉","登腾株式会社Dentium Co.,Ltd.","登腾（北京）医疗器械商贸有限公司","fb923992-d583-11ec-9447-b4055d63f15c","基台以及螺钉","AAB155540HL","AAB155540HL","纯钛","C0702021380500107694","C07020213805001076940000677","08809162700917"]
[22,"J01550001","登腾种植体系统","四级纯钛种植体产品系统","登腾（北京）医疗器械商贸有限公司","登腾株式会社Dentium Co.,Ltd.","修复基台（单牙）","国械注进20163172226","基台以及螺钉","国械注进20163632226","包含注册证下相关部件纯钛或钛合金材质","适用于单牙种植修复基台、材质为纯钛或钛合金","个",120,"8af2ca62-4918-11ed-9447-b4055d63f15c","9ab49cf8-8dd1-11eb-ace3-fa163e311f19","国械注进20163172226","基台以及螺钉","登腾株式会社Dentium Co.,Ltd.","登腾（北京）医疗器械商贸有限公司","fb923992-d583-11ec-9447-b4055d63f15c","基台以及螺钉","DAB75259NL","DAB75259NL","纯钛","C0702021380500107694","C07020213805001076940000678","08809544905015"]
[22,"J01550001","登腾种植体系统","四级纯钛种植体产品系统","登腾（北京）医疗器械商贸有限公司","登腾株式会社Dentium Co.,Ltd.","修复基台（单牙）","国械注进20163172226","基台以及螺钉","国械注进20163632226","包含注册证下相关部件纯钛或钛合金材质","适用于单牙种植修复基台、材质为纯钛或钛合金","个",120,"8af2da03-4918-11ed-9447-b4055d63f15c","9ab49cf8-8dd1-11eb-ace3-fa163e311f19","国械注进20163172226","基台以及螺钉","登腾株式会社Dentium Co.,Ltd.","登腾（北京）医疗器械商贸有限公司","fb923992-d583-11ec-9447-b4055d63f15c","基台以及螺钉","DAB65108NL","DAB65108NL","纯钛","C0702021380500107694","C07020213805001076940000679","08809772432529"]
[22,"J01550001","登腾种植体系统","四级纯钛种植体产品系统","登腾（北京）医疗器械商贸有限公司","登腾株式会社Dentium Co.,Ltd.","修复基台（单牙）","国械注进20163172226","基台以及螺钉","国械注进20163632226","包含注册证下相关部件纯钛或钛合金材质","适用于单牙种植修复基台、材质为纯钛或钛合金","个",120,"8af2ea75-4918-11ed-9447-b4055d63f15c","9ab49cf8-8dd1-11eb-ace3-fa163e311f19","国械注进20163172226","基台以及螺钉","登腾株式会社Dentium Co.,Ltd.","登腾（北京）医疗器械商贸有限公司","fb923992-d583-11ec-9447-b4055d63f15c","基台以及螺钉","DAB6545HL","DAB6545HL","纯钛","C0702021380500107694","C07020213805001076940000680","08809162701938"]
[22,"J01550001","登腾种植体系统","四级纯钛种植体产品系统","登腾（北京）医疗器械商贸有限公司","登腾株式会社Dentium Co.,Ltd.","修复基台（单牙）","国械注进20163172226","基台以及螺钉","国械注进20163632226","包含注册证下相关部件纯钛或钛合金材质","适用于单牙种植修复基台、材质为纯钛或钛合金","个",120,"8af2f743-4918-11ed-9447-b4055d63f15c","9ab49cf8-8dd1-11eb-ace3-fa163e311f19","国械注进20163172226","基台以及螺钉","登腾株式会社Dentium Co.,Ltd.","登腾（北京）医疗器械商贸有限公司","fb923992-d583-11ec-9447-b4055d63f15c","基台以及螺钉","AAB156550NL","AAB156550NL","纯钛","C0702021380500107694","C07020213805001076940000681","08809772431980"]
[22,"J01550001","登腾种植体系统","四级纯钛种植体产品系统","登腾（北京）医疗器械商贸有限公司","登腾株式会社Dentium Co.,Ltd.","修复基台（单牙）","国械注进20163172226","基台以及螺钉","国械注进20163632226","包含注册证下相关部件纯钛或钛合金材质","适用于单牙种植修复基台、材质为纯钛或钛合金","个",120,"8af302b8-4918-11ed-9447-b4055d63f15c","9ab49cf8-8dd1-11eb-ace3-fa163e311f19","国械注进20163172226","基台以及螺钉","登腾株式会社Dentium Co.,Ltd.","登腾（北京）医疗器械商贸有限公司","fb923992-d583-11ec-9447-b4055d63f15c","基台以及螺钉","DAB65358HL","DAB65358HL","纯钛","C0702021380500107694","C07020213805001076940000682","08809460300543"]
[22,"J01550001","登腾种植体系统","四级纯钛种植体产品系统","登腾（北京）医疗器械商贸有限公司","登腾株式会社Dentium Co.,Ltd.","修复基台（单牙）","国械注进20163172226","基台以及螺钉","国械注进20163632226","包含注册证下相关部件纯钛或钛合金材质","适用于单牙种植修复基台、材质为纯钛或钛合金","个",120,"8af3146c-4918-11ed-9447-b4055d63f15c","9ab49cf8-8dd1-11eb-ace3-fa163e311f19","国械注进20163172226","基台以及螺钉","登腾株式会社Dentium Co.,Ltd.","登腾（北京）医疗器械商贸有限公司","fb923992-d583-11ec-9447-b4055d63f15c","基台以及螺钉","CAB5535L","CAB5535L","纯钛","C0702021380500107694","C07020213805001076940000683","08809162701334"]
[22,"J01550001","登腾种植体系统","四级纯钛种植体产品系统","登腾（北京）医疗器械商贸有限公司","登腾株式会社Dentium Co.,Ltd.","修复基台（单牙）","国械注进20163172226","基台以及螺钉","国械注进20163632226","包含注册证下相关部件纯钛或钛合金材质","适用于单牙种植修复基台、材质为纯钛或钛合金","个",120,"8af32966-4918-11ed-9447-b4055d63f15c","9ab49cf8-8dd1-11eb-ace3-fa163e311f19","国械注进20163172226","基台以及螺钉","登腾株式会社Dentium Co.,Ltd.","登腾（北京）医疗器械商贸有限公司","fb923992-d583-11ec-9447-b4055d63f15c","基台以及螺钉","DAB40155NL","DAB40155NL","纯钛","C0702021380500107694","C07020213805001076940000684","08809772432345"]
[22,"J01550001","登腾种植体系统","四级纯钛种植体产品系统","登腾（北京）医疗器械商贸有限公司","登腾株式会社Dentium Co.,Ltd.","修复基台（单牙）","国械注进20163172226","基台以及螺钉","国械注进20163632226","包含注册证下相关部件纯钛或钛合金材质","适用于单牙种植修复基台、材质为纯钛或钛合金","个",120,"8af334b3-4918-11ed-9447-b4055d63f15c","9ab49cf8-8dd1-11eb-ace3-fa163e311f19","国械注进20163172226","基台以及螺钉","登腾株式会社Dentium Co.,Ltd.","登腾（北京）医疗器械商贸有限公司","fb923992-d583-11ec-9447-b4055d63f15c","基台以及螺钉","CDAB5510H","CDAB5510H","纯钛","C0702021380500107694","C07020213805001076940000685","08809544904971"]
[22,"J01550001","登腾种植体系统","四级纯钛种植体产品系统","登腾（北京）医疗器械商贸有限公司","登腾株式会社Dentium Co.,Ltd.","修复基台（单牙）","国械注进20163172226","基台以及螺钉","国械注进20163632226","包含注册证下相关部件纯钛或钛合金材质","适用于单牙种植修复基台、材质为纯钛或钛合金","个",120,"8af34063-4918-11ed-9447-b4055d63f15c","9ab49cf8-8dd1-11eb-ace3-fa163e311f19","国械注进20163172226","基台以及螺钉","登腾株式会社Dentium Co.,Ltd.","登腾（北京）医疗器械商贸有限公司","fb923992-d583-11ec-9447-b4055d63f15c","基台以及螺钉","AAB155560HL","AAB155560HL","纯钛","C0702021380500107694","C07020213805001076940000686","08809772431874"]
[22,"J01550001","登腾种植体系统","四级纯钛种植体产品系统","登腾（北京）医疗器械商贸有限公司","登腾株式会社Dentium Co.,Ltd.","修复基台（单牙）","国械注进20163172226","基台以及螺钉","国械注进20163632226","包含注册证下相关部件纯钛或钛合金材质","适用于单牙种植修复基台、材质为纯钛或钛合金","个",120,"8af34bfc-4918-11ed-9447-b4055d63f15c","9ab49cf8-8dd1-11eb-ace3-fa163e311f19","国械注进20163172226","基台以及螺钉","登腾株式会社Dentium Co.,Ltd.","登腾（北京）医疗器械商贸有限公司","fb923992-d583-11ec-9447-b4055d63f15c","基台以及螺钉","CAB4535SL","CAB4535SL","纯钛","C0702021380500107694","C07020213805001076940000687","08809162701242"]
[22,"J01550001","登腾种植体系统","四级纯钛种植体产品系统","登腾（北京）医疗器械商贸有限公司","登腾株式会社Dentium Co.,Ltd.","修复基台（单牙）","国械注进20163172226","基台以及螺钉","国械注进20163632226","包含注册证下相关部件纯钛或钛合金材质","适用于单牙种植修复基台、材质为纯钛或钛合金","个",120,"8af3672d-4918-11ed-9447-b4055d63f15c","9ab49cf8-8dd1-11eb-ace3-fa163e311f19","国械注进20163172226","基台以及螺钉","登腾株式会社Dentium Co.,Ltd.","登腾（北京）医疗器械商贸有限公司","fb923992-d583-11ec-9447-b4055d63f15c","基台以及螺钉","AAB154510HL","AAB154510HL","纯钛","C0702021380500107694","C07020213805001076940000688","08809772431744"]
[22,"J01550001","登腾种植体系统","四级纯钛种植体产品系统","登腾（北京）医疗器械商贸有限公司","登腾株式会社Dentium Co.,Ltd.","修复基台（单牙）","国械注进20163172226","基台以及螺钉","国械注进20163632226","包含注册证下相关部件纯钛或钛合金材质","适用于单牙种植修复基台、材质为纯钛或钛合金","个",120,"8af37740-4918-11ed-9447-b4055d63f15c","9ab49cf8-8dd1-11eb-ace3-fa163e311f19","国械注进20163172226","基台以及螺钉","登腾株式会社Dentium Co.,Ltd.","登腾（北京）医疗器械商贸有限公司","fb923992-d583-11ec-9447-b4055d63f15c","基台以及螺钉","AAB155535NL","AAB155535NL","纯钛","C0702021380500107694","C07020213805001076940000689","08809460300857"]
[22,"J01550001","登腾种植体系统","四级纯钛种植体产品系统","登腾（北京）医疗器械商贸有限公司","登腾株式会社Dentium Co.,Ltd.","修复基台（单牙）","国械注进20163172226","基台以及螺钉","国械注进20163632226","包含注册证下相关部件纯钛或钛合金材质","适用于单牙种植修复基台、材质为纯钛或钛合金","个",120,"8af38d85-4918-11ed-9447-b4055d63f15c","9ab49cf8-8dd1-11eb-ace3-fa163e311f19","国械注进20163172226","基台以及螺钉","登腾株式会社Dentium Co.,Ltd.","登腾（北京）医疗器械商贸有限公司","fb923992-d583-11ec-9447-b4055d63f15c","基台以及螺钉","DAB55157HL","DAB55157HL","纯钛","C0702021380500107694","C07020213805001076940000690","08809162701655"]
[22,"J01550001","登腾种植体系统","四级纯钛种植体产品系统","登腾（北京）医疗器械商贸有限公司","登腾株式会社Dentium Co.,Ltd.","修复基台（单牙）","国械注进20163172226","基台以及螺钉","国械注进20163632226","包含注册证下相关部件纯钛或钛合金材质","适用于单牙种植修复基台、材质为纯钛或钛合金","个",120,"8af39922-4918-11ed-9447-b4055d63f15c","9ab49cf8-8dd1-11eb-ace3-fa163e311f19","国械注进20163172226","基台以及螺钉","登腾株式会社Dentium Co.,Ltd.","登腾（北京）医疗器械商贸有限公司","fb923992-d583-11ec-9447-b4055d63f15c","基台以及螺钉","DAB75359NL","DAB75359NL","纯钛","C0702021380500107694","C07020213805001076940000691","08809544905022"]
[22,"J01550001","登腾种植体系统","四级纯钛种植体产品系统","登腾（北京）医疗器械商贸有限公司","登腾株式会社Dentium Co.,Ltd.","修复基台（单牙）","国械注进20163172226","基台以及螺钉","国械注进20163632226","包含注册证下相关部件纯钛或钛合金材质","适用于单牙种植修复基台、材质为纯钛或钛合金","个",120,"8af3a95e-4918-11ed-9447-b4055d63f15c","9ab49cf8-8dd1-11eb-ace3-fa163e311f19","国械注进20163172226","基台以及螺钉","登腾株式会社Dentium Co.,Ltd.","登腾（北京）医疗器械商贸有限公司","fb923992-d583-11ec-9447-b4055d63f15c","基台以及螺钉","CAB4525L","CAB4525L","纯钛","C0702021380500107694","C07020213805001076940000692","08809162701211"]
[22,"J01550001","登腾种植体系统","四级纯钛种植体产品系统","登腾（北京）医疗器械商贸有限公司","登腾株式会社Dentium Co.,Ltd.","修复基台（单牙）","国械注进20163172226","基台以及螺钉","国械注进20163632226","包含注册证下相关部件纯钛或钛合金材质","适用于单牙种植修复基台、材质为纯钛或钛合金","个",120,"8af3b3db-4918-11ed-9447-b4055d63f15c","9ab49cf8-8dd1-11eb-ace3-fa163e311f19","国械注进20163172226","基台以及螺钉","登腾株式会社Dentium Co.,Ltd.","登腾（北京）医疗器械商贸有限公司","fb923992-d583-11ec-9447-b4055d63f15c","基台以及螺钉","AAB156530HL","AAB156530HL","纯钛","C0702021380500107694","C07020213805001076940000693","08809772431935"]
[22,"J01550001","登腾种植体系统","四级纯钛种植体产品系统","登腾（北京）医疗器械商贸有限公司","登腾株式会社Dentium Co.,Ltd.","修复基台（单牙）","国械注进20163172226","基台以及螺钉","国械注进20163632226","包含注册证下相关部件纯钛或钛合金材质","适用于单牙种植修复基台、材质为纯钛或钛合金","个",120,"8af3be3c-4918-11ed-9447-b4055d63f15c","9ab49cf8-8dd1-11eb-ace3-fa163e311f19","国械注进20163172226","基台以及螺钉","登腾株式会社Dentium Co.,Ltd.","登腾（北京）医疗器械商贸有限公司","fb923992-d583-11ec-9447-b4055d63f15c","基台以及螺钉","DAB40305NL","DAB40305NL","纯钛","C0702021380500107694","C07020213805001076940000694","08809772432406"]
[22,"J01550001","登腾种植体系统","四级纯钛种植体产品系统","登腾（北京）医疗器械商贸有限公司","登腾株式会社Dentium Co.,Ltd.","修复基台（单牙）","国械注进20163172226","基台以及螺钉","国械注进20163632226","包含注册证下相关部件纯钛或钛合金材质","适用于单牙种植修复基台、材质为纯钛或钛合金","个",120,"8af3c8cb-4918-11ed-9447-b4055d63f15c","9ab49cf8-8dd1-11eb-ace3-fa163e311f19","国械注进20163172226","基台以及螺钉","登腾株式会社Dentium Co.,Ltd.","登腾（北京）医疗器械商贸有限公司","fb923992-d583-11ec-9447-b4055d63f15c","基台以及螺钉","DAB65308HL","DAB65308HL","纯钛","C0702021380500107694","C07020213805001076940000695","08809772432550"]
[22,"J01550001","登腾种植体系统","四级纯钛种植体产品系统","登腾（北京）医疗器械商贸有限公司","登腾株式会社Dentium Co.,Ltd.","修复基台（单牙）","国械注进20163172226","基台以及螺钉","国械注进20163632226","包含注册证下相关部件纯钛或钛合金材质","适用于单牙种植修复基台、材质为纯钛或钛合金","个",120,"8af3dded-4918-11ed-9447-b4055d63f15c","9ab49cf8-8dd1-11eb-ace3-fa163e311f19","国械注进20163172226","基台以及螺钉","登腾株式会社Dentium Co.,Ltd.","登腾（北京）医疗器械商贸有限公司","fb923992-d583-11ec-9447-b4055d63f15c","基台以及螺钉","DAB4555HL","DAB4555HL","纯钛","C0702021380500107694","C07020213805001076940000696","08809162701631"]
[22,"J01550001","登腾种植体系统","四级纯钛种植体产品系统","登腾（北京）医疗器械商贸有限公司","登腾株式会社Dentium Co.,Ltd.","修复基台（单牙）","国械注进20163172226","基台以及螺钉","国械注进20163632226","包含注册证下相关部件纯钛或钛合金材质","适用于单牙种植修复基台、材质为纯钛或钛合金","个",120,"8af3eda4-4918-11ed-9447-b4055d63f15c","9ab49cf8-8dd1-11eb-ace3-fa163e311f19","国械注进20163172226","基台以及螺钉","登腾株式会社Dentium Co.,Ltd.","登腾（北京）医疗器械商贸有限公司","fb923992-d583-11ec-9447-b4055d63f15c","基台以及螺钉","AAB156530NL","AAB156530NL","纯钛","C0702021380500107694","C07020213805001076940000697","08809772431942"]
[22,"J01550001","登腾种植体系统","四级纯钛种植体产品系统","登腾（北京）医疗器械商贸有限公司","登腾株式会社Dentium Co.,Ltd.","修复基台（单牙）","国械注进20163172226","基台以及螺钉","国械注进20163632226","包含注册证下相关部件纯钛或钛合金材质","适用于单牙种植修复基台、材质为纯钛或钛合金","个",120,"8af3f8d1-4918-11ed-9447-b4055d63f15c","9ab49cf8-8dd1-11eb-ace3-fa163e311f19","国械注进20163172226","基台以及螺钉","登腾株式会社Dentium Co.,Ltd.","登腾（北京）医疗器械商贸有限公司","fb923992-d583-11ec-9447-b4055d63f15c","基台以及螺钉","CAB4525SL","CAB4525SL","纯钛","C0702021380500107694","C07020213805001076940000698","08809162701228"]
[22,"J01550001","登腾种植体系统","四级纯钛种植体产品系统","登腾（北京）医疗器械商贸有限公司","登腾株式会社Dentium Co.,Ltd.","修复基台（单牙）","国械注进20163172226","基台以及螺钉","国械注进20163632226","包含注册证下相关部件纯钛或钛合金材质","适用于单牙种植修复基台、材质为纯钛或钛合金","个",120,"8af40cff-4918-11ed-9447-b4055d63f15c","9ab49cf8-8dd1-11eb-ace3-fa163e311f19","国械注进20163172226","基台以及螺钉","登腾株式会社Dentium Co.,Ltd.","登腾（北京）医疗器械商贸有限公司","fb923992-d583-11ec-9447-b4055d63f15c","基台以及螺钉","CAB4545SL","CAB4545SL","纯钛","C0702021380500107694","C07020213805001076940000699","08809162701266"]
[22,"J01550001","登腾种植体系统","四级纯钛种植体产品系统","登腾（北京）医疗器械商贸有限公司","登腾株式会社Dentium Co.,Ltd.","修复基台（单牙）","国械注进20163172226","基台以及螺钉","国械注进20163632226","包含注册证下相关部件纯钛或钛合金材质","适用于单牙种植修复基台、材质为纯钛或钛合金","个",120,"8af4277d-4918-11ed-9447-b4055d63f15c","9ab49cf8-8dd1-11eb-ace3-fa163e311f19","国械注进20163172226","基台以及螺钉","登腾株式会社Dentium Co.,Ltd.","登腾（北京）医疗器械商贸有限公司","fb923992-d583-11ec-9447-b4055d63f15c","基台以及螺钉","DAB5515HL","DAB5515HL","纯钛","C0702021380500107694","C07020213805001076940000702","08809162701679"]
[22,"J01550001","登腾种植体系统","四级纯钛种植体产品系统","登腾（北京）医疗器械商贸有限公司","登腾株式会社Dentium Co.,Ltd.","修复基台（单牙）","国械注进20163172226","基台以及螺钉","国械注进20163632226","包含注册证下相关部件纯钛或钛合金材质","适用于单牙种植修复基台、材质为纯钛或钛合金","个",120,"8af43225-4918-11ed-9447-b4055d63f15c","9ab49cf8-8dd1-11eb-ace3-fa163e311f19","国械注进20163172226","基台以及螺钉","登腾株式会社Dentium Co.,Ltd.","登腾（北京）医疗器械商贸有限公司","fb923992-d583-11ec-9447-b4055d63f15c","基台以及螺钉","DAB45256NL","DAB45256NL","纯钛","C0702021380500107694","C07020213805001076940000703","08809772432468"]
[22,"J01550001","登腾种植体系统","四级纯钛种植体产品系统","登腾（北京）医疗器械商贸有限公司","登腾株式会社Dentium Co.,Ltd.","修复基台（单牙）","国械注进20163172226","基台以及螺钉","国械注进20163632226","包含注册证下相关部件纯钛或钛合金材质","适用于单牙种植修复基台、材质为纯钛或钛合金","个",120,"8af4367a-4918-11ed-9447-b4055d63f15c","9ab49cf8-8dd1-11eb-ace3-fa163e311f19","国械注进20163172226","基台以及螺钉","登腾株式会社Dentium Co.,Ltd.","登腾（北京）医疗器械商贸有限公司","fb923992-d583-11ec-9447-b4055d63f15c","基台以及螺钉","AAB154520HL","AAB154520HL","纯钛","C0702021380500107694","C07020213805001076940000704","08809162700818"]
[22,"J01550001","登腾种植体系统","四级纯钛种植体产品系统","登腾（北京）医疗器械商贸有限公司","登腾株式会社Dentium Co.,Ltd.","修复基台（单牙）","国械注进20163172226","基台以及螺钉","国械注进20163632226","包含注册证下相关部件纯钛或钛合金材质","适用于单牙种植修复基台、材质为纯钛或钛合金","个",120,"8af44171-4918-11ed-9447-b4055d63f15c","9ab49cf8-8dd1-11eb-ace3-fa163e311f19","国械注进20163172226","基台以及螺钉","登腾株式会社Dentium Co.,Ltd.","登腾（北京）医疗器械商贸有限公司","fb923992-d583-11ec-9447-b4055d63f15c","基台以及螺钉","CAB4510SL","CAB4510SL","纯钛","C0702021380500107694","C07020213805001076940000705","08809162701181"]
[22,"J01550001","登腾种植体系统","四级纯钛种植体产品系统","登腾（北京）医疗器械商贸有限公司","登腾株式会社Dentium Co.,Ltd.","修复基台（单牙）","国械注进20163172226","基台以及螺钉","国械注进20163632226","包含注册证下相关部件纯钛或钛合金材质","适用于单牙种植修复基台、材质为纯钛或钛合金","个",120,"8af445eb-4918-11ed-9447-b4055d63f15c","9ab49cf8-8dd1-11eb-ace3-fa163e311f19","国械注进20163172226","基台以及螺钉","登腾株式会社Dentium Co.,Ltd.","登腾（北京）医疗器械商贸有限公司","fb923992-d583-11ec-9447-b4055d63f15c","基台以及螺钉","DAB55207HL","DAB55207HL","纯钛","C0702021380500107694","C07020213805001076940000706","08809162701693"]
[22,"J01550001","登腾种植体系统","四级纯钛种植体产品系统","登腾（北京）医疗器械商贸有限公司","登腾株式会社Dentium Co.,Ltd.","修复基台（单牙）","国械注进20163172226","基台以及螺钉","国械注进20163632226","包含注册证下相关部件纯钛或钛合金材质","适用于单牙种植修复基台、材质为纯钛或钛合金","个",120,"8af452a6-4918-11ed-9447-b4055d63f15c","9ab49cf8-8dd1-11eb-ace3-fa163e311f19","国械注进20163172226","基台以及螺钉","登腾株式会社Dentium Co.,Ltd.","登腾（北京）医疗器械商贸有限公司","fb923992-d583-11ec-9447-b4055d63f15c","基台以及螺钉","DAB6535HL","DAB6535HL","纯钛","C0702021380500107694","C07020213805001076940000707","08809162701914"]
[22,"J01550001","登腾种植体系统","四级纯钛种植体产品系统","登腾（北京）医疗器械商贸有限公司","登腾株式会社Dentium Co.,Ltd.","修复基台（单牙）","国械注进20163172226","基台以及螺钉","国械注进20163632226","包含注册证下相关部件纯钛或钛合金材质","适用于单牙种植修复基台、材质为纯钛或钛合金","个",120,"8af45f6c-4918-11ed-9447-b4055d63f15c","9ab49cf8-8dd1-11eb-ace3-fa163e311f19","国械注进20163172226","基台以及螺钉","登腾株式会社Dentium Co.,Ltd.","登腾（北京）医疗器械商贸有限公司","fb923992-d583-11ec-9447-b4055d63f15c","基台以及螺钉","AAB156550HL","AAB156550HL","纯钛","C0702021380500107694","C07020213805001076940000708","08809772431973"]
[22,"J01550001","登腾种植体系统","四级纯钛种植体产品系统","登腾（北京）医疗器械商贸有限公司","登腾株式会社Dentium Co.,Ltd.","修复基台（单牙）","国械注进20163172226","基台以及螺钉","国械注进20163632226","包含注册证下相关部件纯钛或钛合金材质","适用于单牙种植修复基台、材质为纯钛或钛合金","个",120,"8af46b9a-4918-11ed-9447-b4055d63f15c","9ab49cf8-8dd1-11eb-ace3-fa163e311f19","国械注进20163172226","基台以及螺钉","登腾株式会社Dentium Co.,Ltd.","登腾（北京）医疗器械商贸有限公司","fb923992-d583-11ec-9447-b4055d63f15c","基台以及螺钉","DAB6515HL","DAB6515HL","纯钛","C0702021380500107694","C07020213805001076940000709","08809162701853"]
[22,"J01550001","登腾种植体系统","四级纯钛种植体产品系统","登腾（北京）医疗器械商贸有限公司","登腾株式会社Dentium Co.,Ltd.","修复基台（单牙）","国械注进20163172226","基台以及螺钉","国械注进20163632226","包含注册证下相关部件纯钛或钛合金材质","适用于单牙种植修复基台、材质为纯钛或钛合金","个",120,"8af47e38-4918-11ed-9447-b4055d63f15c","9ab49cf8-8dd1-11eb-ace3-fa163e311f19","国械注进20163172226","基台以及螺钉","登腾株式会社Dentium Co.,Ltd.","登腾（北京）医疗器械商贸有限公司","fb923992-d583-11ec-9447-b4055d63f15c","基台以及螺钉","DAB40105HL","DAB40105HL","纯钛","C0702021380500107694","C07020213805001076940000710","08809162701495"]
[22,"J01550001","登腾种植体系统","四级纯钛种植体产品系统","登腾（北京）医疗器械商贸有限公司","登腾株式会社Dentium Co.,Ltd.","修复基台（单牙）","国械注进20163172226","基台以及螺钉","国械注进20163632226","包含注册证下相关部件纯钛或钛合金材质","适用于单牙种植修复基台、材质为纯钛或钛合金","个",120,"8af49be7-4918-11ed-9447-b4055d63f15c","9ab49cf8-8dd1-11eb-ace3-fa163e311f19","国械注进20163172226","基台以及螺钉","登腾株式会社Dentium Co.,Ltd.","登腾（北京）医疗器械商贸有限公司","fb923992-d583-11ec-9447-b4055d63f15c","基台以及螺钉","AAB155510HL","AAB155510HL","纯钛","C0702021380500107694","C07020213805001076940000711","08809772431812"]
[22,"J01550001","登腾种植体系统","四级纯钛种植体产品系统","登腾（北京）医疗器械商贸有限公司","登腾株式会社Dentium Co.,Ltd.","修复基台（单牙）","国械注进20163172226","基台以及螺钉","国械注进20163632226","包含注册证下相关部件纯钛或钛合金材质","适用于单牙种植修复基台、材质为纯钛或钛合金","个",120,"8af4a743-4918-11ed-9447-b4055d63f15c","9ab49cf8-8dd1-11eb-ace3-fa163e311f19","国械注进20163172226","基台以及螺钉","登腾株式会社Dentium Co.,Ltd.","登腾（北京）医疗器械商贸有限公司","fb923992-d583-11ec-9447-b4055d63f15c","基台以及螺钉","DAB6525NL","DAB6525NL","纯钛","C0702021380500107694","C07020213805001076940000712","08809162701907"]
[22,"J01550001","登腾种植体系统","四级纯钛种植体产品系统","登腾（北京）医疗器械商贸有限公司","登腾株式会社Dentium Co.,Ltd.","修复基台（单牙）","国械注进20163172226","基台以及螺钉","国械注进20163632226","包含注册证下相关部件纯钛或钛合金材质","适用于单牙种植修复基台、材质为纯钛或钛合金","个",120,"8af4b2df-4918-11ed-9447-b4055d63f15c","9ab49cf8-8dd1-11eb-ace3-fa163e311f19","国械注进20163172226","基台以及螺钉","登腾株式会社Dentium Co.,Ltd.","登腾（北京）医疗器械商贸有限公司","fb923992-d583-11ec-9447-b4055d63f15c","基台以及螺钉","DAB55107NL","DAB55107NL","纯钛","C0702021380500107694","C07020213805001076940000713","08809772432505"]
[22,"J01550001","登腾种植体系统","四级纯钛种植体产品系统","登腾（北京）医疗器械商贸有限公司","登腾株式会社Dentium Co.,Ltd.","修复基台（单牙）","国械注进20163172226","基台以及螺钉","国械注进20163632226","包含注册证下相关部件纯钛或钛合金材质","适用于单牙种植修复基台、材质为纯钛或钛合金","个",120,"8af4bf5f-4918-11ed-9447-b4055d63f15c","9ab49cf8-8dd1-11eb-ace3-fa163e311f19","国械注进20163172226","基台以及螺钉","登腾株式会社Dentium Co.,Ltd.","登腾（北京）医疗器械商贸有限公司","fb923992-d583-11ec-9447-b4055d63f15c","基台以及螺钉","DAB45306NL","DAB45306NL","纯钛","C0702021380500107694","C07020213805001076940000714","08809772432482"]
[22,"J01550001","登腾种植体系统","四级纯钛种植体产品系统","登腾（北京）医疗器械商贸有限公司","登腾株式会社Dentium Co.,Ltd.","修复基台（单牙）","国械注进20163172226","基台以及螺钉","国械注进20163632226","包含注册证下相关部件纯钛或钛合金材质","适用于单牙种植修复基台、材质为纯钛或钛合金","个",120,"8af4ca55-4918-11ed-9447-b4055d63f15c","9ab49cf8-8dd1-11eb-ace3-fa163e311f19","国械注进20163172226","基台以及螺钉","登腾株式会社Dentium Co.,Ltd.","登腾（北京）医疗器械商贸有限公司","fb923992-d583-11ec-9447-b4055d63f15c","基台以及螺钉","AAB155520HL","AAB155520HL","纯钛","C0702021380500107694","C07020213805001076940000715","08809162700894"]
[22,"J01550001","登腾种植体系统","四级纯钛种植体产品系统","登腾（北京）医疗器械商贸有限公司","登腾株式会社Dentium Co.,Ltd.","修复基台（单牙）","国械注进20163172226","基台以及螺钉","国械注进20163632226","包含注册证下相关部件纯钛或钛合金材质","适用于单牙种植修复基台、材质为纯钛或钛合金","个",120,"8af4d53a-4918-11ed-9447-b4055d63f15c","9ab49cf8-8dd1-11eb-ace3-fa163e311f19","国械注进20163172226","基台以及螺钉","登腾株式会社Dentium Co.,Ltd.","登腾（北京）医疗器械商贸有限公司","fb923992-d583-11ec-9447-b4055d63f15c","基台以及螺钉","DAB5555NL","DAB5555NL","纯钛","C0702021380500107694","C07020213805001076940000716","08809162701822"]
[22,"J01550001","登腾种植体系统","四级纯钛种植体产品系统","登腾（北京）医疗器械商贸有限公司","登腾株式会社Dentium Co.,Ltd.","修复基台（单牙）","国械注进20163172226","基台以及螺钉","国械注进20163632226","包含注册证下相关部件纯钛或钛合金材质","适用于单牙种植修复基台、材质为纯钛或钛合金","个",120,"8af4e18d-4918-11ed-9447-b4055d63f15c","9ab49cf8-8dd1-11eb-ace3-fa163e311f19","国械注进20163172226","基台以及螺钉","登腾株式会社Dentium Co.,Ltd.","登腾（北京）医疗器械商贸有限公司","fb923992-d583-11ec-9447-b4055d63f15c","基台以及螺钉","CAB4510L","CAB4510L","纯钛","C0702021380500107694","C07020213805001076940000717","08809162701174"]
[22,"J01550001","登腾种植体系统","四级纯钛种植体产品系统","登腾（北京）医疗器械商贸有限公司","登腾株式会社Dentium Co.,Ltd.","修复基台（单牙）","国械注进20163172226","基台以及螺钉","国械注进20163632226","包含注册证下相关部件纯钛或钛合金材质","适用于单牙种植修复基台、材质为纯钛或钛合金","个",120,"8af4ffea-4918-11ed-9447-b4055d63f15c","9ab49cf8-8dd1-11eb-ace3-fa163e311f19","国械注进20163172226","基台以及螺钉","登腾株式会社Dentium Co.,Ltd.","登腾（北京）医疗器械商贸有限公司","fb923992-d583-11ec-9447-b4055d63f15c","基台以及螺钉","CAB6535L","CAB6535L","纯钛","C0702021380500107694","C07020213805001076940000719","08809162701433"]
[22,"J01550001","登腾种植体系统","四级纯钛种植体产品系统","登腾（北京）医疗器械商贸有限公司","登腾株式会社Dentium Co.,Ltd.","修复基台（单牙）","国械注进20163172226","基台以及螺钉","国械注进20163632226","包含注册证下相关部件纯钛或钛合金材质","适用于单牙种植修复基台、材质为纯钛或钛合金","个",120,"8af50b2c-4918-11ed-9447-b4055d63f15c","9ab49cf8-8dd1-11eb-ace3-fa163e311f19","国械注进20163172226","基台以及螺钉","登腾株式会社Dentium Co.,Ltd.","登腾（北京）医疗器械商贸有限公司","fb923992-d583-11ec-9447-b4055d63f15c","基台以及螺钉","DAB40305HL","DAB40305HL","纯钛","C0702021380500107694","C07020213805001076940000720","08809772432390"]
[22,"J01550001","登腾种植体系统","四级纯钛种植体产品系统","登腾（北京）医疗器械商贸有限公司","登腾株式会社Dentium Co.,Ltd.","修复基台（单牙）","国械注进20163172226","基台以及螺钉","国械注进20163632226","包含注册证下相关部件纯钛或钛合金材质","适用于单牙种植修复基台、材质为纯钛或钛合金","个",120,"8af5260a-4918-11ed-9447-b4055d63f15c","9ab49cf8-8dd1-11eb-ace3-fa163e311f19","国械注进20163172226","基台以及螺钉","登腾株式会社Dentium Co.,Ltd.","登腾（北京）医疗器械商贸有限公司","fb923992-d583-11ec-9447-b4055d63f15c","基台以及螺钉","DAB55107HL","DAB55107HL","纯钛","C0702021380500107694","C07020213805001076940000721","08809772432499"]
[22,"J01550001","登腾种植体系统","四级纯钛种植体产品系统","登腾（北京）医疗器械商贸有限公司","登腾株式会社Dentium Co.,Ltd.","修复基台（单牙）","国械注进20163172226","基台以及螺钉","国械注进20163632226","包含注册证下相关部件纯钛或钛合金材质","适用于单牙种植修复基台、材质为纯钛或钛合金","个",120,"8af5444a-4918-11ed-9447-b4055d63f15c","9ab49cf8-8dd1-11eb-ace3-fa163e311f19","国械注进20163172226","基台以及螺钉","登腾株式会社Dentium Co.,Ltd.","登腾（北京）医疗器械商贸有限公司","fb923992-d583-11ec-9447-b4055d63f15c","基台以及螺钉","CDAB5520N","CDAB5520N","纯钛","C0702021380500107694","C07020213805001076940000722","08809544905008"]
[22,"J01550001","登腾种植体系统","四级纯钛种植体产品系统","登腾（北京）医疗器械商贸有限公司","登腾株式会社Dentium Co.,Ltd.","修复基台（单牙）","国械注进20163172226","基台以及螺钉","国械注进20163632226","包含注册证下相关部件纯钛或钛合金材质","适用于单牙种植修复基台、材质为纯钛或钛合金","个",120,"8af55bbf-4918-11ed-9447-b4055d63f15c","9ab49cf8-8dd1-11eb-ace3-fa163e311f19","国械注进20163172226","基台以及螺钉","登腾株式会社Dentium Co.,Ltd.","登腾（北京）医疗器械商贸有限公司","fb923992-d583-11ec-9447-b4055d63f15c","基台以及螺钉","DAB65258HL","DAB65258HL","纯钛","C0702021380500107694","C07020213805001076940000724","08809162701877"]
[22,"J01550001","登腾种植体系统","四级纯钛种植体产品系统","登腾（北京）医疗器械商贸有限公司","登腾株式会社Dentium Co.,Ltd.","修复基台（单牙）","国械注进20163172226","基台以及螺钉","国械注进20163632226","包含注册证下相关部件纯钛或钛合金材质","适用于单牙种植修复基台、材质为纯钛或钛合金","个",120,"8af56e4e-4918-11ed-9447-b4055d63f15c","9ab49cf8-8dd1-11eb-ace3-fa163e311f19","国械注进20163172226","基台以及螺钉","登腾株式会社Dentium Co.,Ltd.","登腾（北京）医疗器械商贸有限公司","fb923992-d583-11ec-9447-b4055d63f15c","基台以及螺钉","CAB6515SL","CAB6515SL","纯钛","C0702021380500107694","C07020213805001076940000725","08809162701402"]
[22,"J01550001","登腾种植体系统","四级纯钛种植体产品系统","登腾（北京）医疗器械商贸有限公司","登腾株式会社Dentium Co.,Ltd.","修复基台（单牙）","国械注进20163172226","基台以及螺钉","国械注进20163632226","包含注册证下相关部件纯钛或钛合金材质","适用于单牙种植修复基台、材质为纯钛或钛合金","个",120,"8af57c03-4918-11ed-9447-b4055d63f15c","9ab49cf8-8dd1-11eb-ace3-fa163e311f19","国械注进20163172226","基台以及螺钉","登腾株式会社Dentium Co.,Ltd.","登腾（北京）医疗器械商贸有限公司","fb923992-d583-11ec-9447-b4055d63f15c","基台以及螺钉","CAB6555SL","CAB6555SL","纯钛","C0702021380500107694","C07020213805001076940000726","08809162701488"]
[22,"J01550001","登腾种植体系统","四级纯钛种植体产品系统","登腾（北京）医疗器械商贸有限公司","登腾株式会社Dentium Co.,Ltd.","修复基台（单牙）","国械注进20163172226","基台以及螺钉","国械注进20163632226","包含注册证下相关部件纯钛或钛合金材质","适用于单牙种植修复基台、材质为纯钛或钛合金","个",120,"8af58935-4918-11ed-9447-b4055d63f15c","9ab49cf8-8dd1-11eb-ace3-fa163e311f19","国械注进20163172226","基台以及螺钉","登腾株式会社Dentium Co.,Ltd.","登腾（北京）医疗器械商贸有限公司","fb923992-d583-11ec-9447-b4055d63f15c","基台以及螺钉","AAB155560NL","AAB155560NL","纯钛","C0702021380500107694","C07020213805001076940000727","08809772431881"]
[22,"J01550001","登腾种植体系统","四级纯钛种植体产品系统","登腾（北京）医疗器械商贸有限公司","登腾株式会社Dentium Co.,Ltd.","修复基台（单牙）","国械注进20163172226","基台以及螺钉","国械注进20163632226","包含注册证下相关部件纯钛或钛合金材质","适用于单牙种植修复基台、材质为纯钛或钛合金","个",120,"8af594a2-4918-11ed-9447-b4055d63f15c","9ab49cf8-8dd1-11eb-ace3-fa163e311f19","国械注进20163172226","基台以及螺钉","登腾株式会社Dentium Co.,Ltd.","登腾（北京）医疗器械商贸有限公司","fb923992-d583-11ec-9447-b4055d63f15c","基台以及螺钉","DAB65358NL","DAB65358NL","纯钛","C0702021380500107694","C07020213805001076940000728","08809460300550"]
[22,"J01550001","登腾种植体系统","四级纯钛种植体产品系统","登腾（北京）医疗器械商贸有限公司","登腾株式会社Dentium Co.,Ltd.","修复基台（单牙）","国械注进20163172226","基台以及螺钉","国械注进20163632226","包含注册证下相关部件纯钛或钛合金材质","适用于单牙种植修复基台、材质为纯钛或钛合金","个",120,"8af5a392-4918-11ed-9447-b4055d63f15c","9ab49cf8-8dd1-11eb-ace3-fa163e311f19","国械注进20163172226","基台以及螺钉","登腾株式会社Dentium Co.,Ltd.","登腾（北京）医疗器械商贸有限公司","fb923992-d583-11ec-9447-b4055d63f15c","基台以及螺钉","DAB4515NL","DAB4515NL","纯钛","C0702021380500107694","C07020213805001076940000729","08809162701563"]
[22,"J01550001","登腾种植体系统","四级纯钛种植体产品系统","登腾（北京）医疗器械商贸有限公司","登腾株式会社Dentium Co.,Ltd.","修复基台（单牙）","国械注进20163172226","基台以及螺钉","国械注进20163632226","包含注册证下相关部件纯钛或钛合金材质","适用于单牙种植修复基台、材质为纯钛或钛合金","个",120,"8af5b349-4918-11ed-9447-b4055d63f15c","9ab49cf8-8dd1-11eb-ace3-fa163e311f19","国械注进20163172226","基台以及螺钉","登腾株式会社Dentium Co.,Ltd.","登腾（北京）医疗器械商贸有限公司","fb923992-d583-11ec-9447-b4055d63f15c","基台以及螺钉","DAB65258NL","DAB65258NL","纯钛","C0702021380500107694","C07020213805001076940000730","08809162701884"]
[22,"J01550001","登腾种植体系统","四级纯钛种植体产品系统","登腾（北京）医疗器械商贸有限公司","登腾株式会社Dentium Co.,Ltd.","修复基台（单牙）","国械注进20163172226","基台以及螺钉","国械注进20163632226","包含注册证下相关部件纯钛或钛合金材质","适用于单牙种植修复基台、材质为纯钛或钛合金","个",120,"8af5c791-4918-11ed-9447-b4055d63f15c","9ab49cf8-8dd1-11eb-ace3-fa163e311f19","国械注进20163172226","基台以及螺钉","登腾株式会社Dentium Co.,Ltd.","登腾（北京）医疗器械商贸有限公司","fb923992-d583-11ec-9447-b4055d63f15c","基台以及螺钉","DAB65208HL","DAB65208HL","纯钛","C0702021380500107694","C07020213805001076940000731","08809772432536"]
[22,"J01550001","登腾种植体系统","四级纯钛种植体产品系统","登腾（北京）医疗器械商贸有限公司","登腾株式会社Dentium Co.,Ltd.","修复基台（单牙）","国械注进20163172226","基台以及螺钉","国械注进20163632226","包含注册证下相关部件纯钛或钛合金材质","适用于单牙种植修复基台、材质为纯钛或钛合金","个",120,"8af5d31f-4918-11ed-9447-b4055d63f15c","9ab49cf8-8dd1-11eb-ace3-fa163e311f19","国械注进20163172226","基台以及螺钉","登腾株式会社Dentium Co.,Ltd.","登腾（北京）医疗器械商贸有限公司","fb923992-d583-11ec-9447-b4055d63f15c","基台以及螺钉","AAB155510NL","AAB155510NL","纯钛","C0702021380500107694","C07020213805001076940000732","08809772431829"]
[22,"J01550001","登腾种植体系统","四级纯钛种植体产品系统","登腾（北京）医疗器械商贸有限公司","登腾株式会社Dentium Co.,Ltd.","修复基台（单牙）","国械注进20163172226","基台以及螺钉","国械注进20163632226","包含注册证下相关部件纯钛或钛合金材质","适用于单牙种植修复基台、材质为纯钛或钛合金","个",120,"8af5de12-4918-11ed-9447-b4055d63f15c","9ab49cf8-8dd1-11eb-ace3-fa163e311f19","国械注进20163172226","基台以及螺钉","登腾株式会社Dentium Co.,Ltd.","登腾（北京）医疗器械商贸有限公司","fb923992-d583-11ec-9447-b4055d63f15c","基台以及螺钉","AAB154560HL","AAB154560HL","纯钛","C0702021380500107694","C07020213805001076940000733","08809460309997"]
[22,"J01550001","登腾种植体系统","四级纯钛种植体产品系统","登腾（北京）医疗器械商贸有限公司","登腾株式会社Dentium Co.,Ltd.","修复基台（单牙）","国械注进20163172226","基台以及螺钉","国械注进20163632226","包含注册证下相关部件纯钛或钛合金材质","适用于单牙种植修复基台、材质为纯钛或钛合金","个",120,"8af5eb8b-4918-11ed-9447-b4055d63f15c","9ab49cf8-8dd1-11eb-ace3-fa163e311f19","国械注进20163172226","基台以及螺钉","登腾株式会社Dentium Co.,Ltd.","登腾（北京）医疗器械商贸有限公司","fb923992-d583-11ec-9447-b4055d63f15c","基台以及螺钉","AAB154535NL","AAB154535NL","纯钛","C0702021380500107694","C07020213805001076940000734","08809460300796"]
[22,"J01550001","登腾种植体系统","四级纯钛种植体产品系统","登腾（北京）医疗器械商贸有限公司","登腾株式会社Dentium Co.,Ltd.","修复基台（单牙）","国械注进20163172226","基台以及螺钉","国械注进20163632226","包含注册证下相关部件纯钛或钛合金材质","适用于单牙种植修复基台、材质为纯钛或钛合金","个",120,"8af5f06a-4918-11ed-9447-b4055d63f15c","9ab49cf8-8dd1-11eb-ace3-fa163e311f19","国械注进20163172226","基台以及螺钉","登腾株式会社Dentium Co.,Ltd.","登腾（北京）医疗器械商贸有限公司","fb923992-d583-11ec-9447-b4055d63f15c","基台以及螺钉","CAB5515SL","CAB5515SL","纯钛","C0702021380500107694","C07020213805001076940000735","08809162701303"]
[22,"J01550001","登腾种植体系统","四级纯钛种植体产品系统","登腾（北京）医疗器械商贸有限公司","登腾株式会社Dentium Co.,Ltd.","修复基台（单牙）","国械注进20163172226","基台以及螺钉","国械注进20163632226","包含注册证下相关部件纯钛或钛合金材质","适用于单牙种植修复基台、材质为纯钛或钛合金","个",120,"8af5f883-4918-11ed-9447-b4055d63f15c","9ab49cf8-8dd1-11eb-ace3-fa163e311f19","国械注进20163172226","基台以及螺钉","登腾株式会社Dentium Co.,Ltd.","登腾（北京）医疗器械商贸有限公司","fb923992-d583-11ec-9447-b4055d63f15c","基台以及螺钉","CAB5535SL","CAB5535SL","纯钛","C0702021380500107694","C07020213805001076940000736","08809162701341"]
[22,"J01550001","登腾种植体系统","四级纯钛种植体产品系统","登腾（北京）医疗器械商贸有限公司","登腾株式会社Dentium Co.,Ltd.","修复基台（单牙）","国械注进20163172226","基台以及螺钉","国械注进20163632226","包含注册证下相关部件纯钛或钛合金材质","适用于单牙种植修复基台、材质为纯钛或钛合金","个",120,"8af5fcef-4918-11ed-9447-b4055d63f15c","9ab49cf8-8dd1-11eb-ace3-fa163e311f19","国械注进20163172226","基台以及螺钉","登腾株式会社Dentium Co.,Ltd.","登腾（北京）医疗器械商贸有限公司","fb923992-d583-11ec-9447-b4055d63f15c","基台以及螺钉","AAB156520HL","AAB156520HL","纯钛","C0702021380500107694","C07020213805001076940000737","08809772431911"]
[22,"J01550001","登腾种植体系统","四级纯钛种植体产品系统","登腾（北京）医疗器械商贸有限公司","登腾株式会社Dentium Co.,Ltd.","修复基台（单牙）","国械注进20163172226","基台以及螺钉","国械注进20163632226","包含注册证下相关部件纯钛或钛合金材质","适用于单牙种植修复基台、材质为纯钛或钛合金","个",120,"8af608c2-4918-11ed-9447-b4055d63f15c","9ab49cf8-8dd1-11eb-ace3-fa163e311f19","国械注进20163172226","基台以及螺钉","登腾株式会社Dentium Co.,Ltd.","登腾（北京）医疗器械商贸有限公司","fb923992-d583-11ec-9447-b4055d63f15c","基台以及螺钉","DAB5555HL","DAB5555HL","纯钛","C0702021380500107694","C07020213805001076940000738","08809162701815"]
[22,"J01550001","登腾种植体系统","四级纯钛种植体产品系统","登腾（北京）医疗器械商贸有限公司","登腾株式会社Dentium Co.,Ltd.","修复基台（单牙）","国械注进20163172226","基台以及螺钉","国械注进20163632226","包含注册证下相关部件纯钛或钛合金材质","适用于单牙种植修复基台、材质为纯钛或钛合金","个",120,"8af61184-4918-11ed-9447-b4055d63f15c","9ab49cf8-8dd1-11eb-ace3-fa163e311f19","国械注进20163172226","基台以及螺钉","登腾株式会社Dentium Co.,Ltd.","登腾（北京）医疗器械商贸有限公司","fb923992-d583-11ec-9447-b4055d63f15c","基台以及螺钉","DAB45156HL","DAB45156HL","纯钛","C0702021380500107694","C07020213805001076940000739","08809162701532"]
[22,"J01550001","登腾种植体系统","四级纯钛种植体产品系统","登腾（北京）医疗器械商贸有限公司","登腾株式会社Dentium Co.,Ltd.","修复基台（单牙）","国械注进20163172226","基台以及螺钉","国械注进20163632226","包含注册证下相关部件纯钛或钛合金材质","适用于单牙种植修复基台、材质为纯钛或钛合金","个",120,"8af61ce4-4918-11ed-9447-b4055d63f15c","9ab49cf8-8dd1-11eb-ace3-fa163e311f19","国械注进20163172226","基台以及螺钉","登腾株式会社Dentium Co.,Ltd.","登腾（北京）医疗器械商贸有限公司","fb923992-d583-11ec-9447-b4055d63f15c","基台以及螺钉","CDAB4515H","CDAB4515H","纯钛","C0702021380500107694","C07020213805001076940000740","08809544904957"]
[22,"J01550001","登腾种植体系统","四级纯钛种植体产品系统","登腾（北京）医疗器械商贸有限公司","登腾株式会社Dentium Co.,Ltd.","修复基台（单牙）","国械注进20163172226","基台以及螺钉","国械注进20163632226","包含注册证下相关部件纯钛或钛合金材质","适用于单牙种植修复基台、材质为纯钛或钛合金","个",120,"8af62f1b-4918-11ed-9447-b4055d63f15c","9ab49cf8-8dd1-11eb-ace3-fa163e311f19","国械注进20163172226","基台以及螺钉","登腾株式会社Dentium Co.,Ltd.","登腾（北京）医疗器械商贸有限公司","fb923992-d583-11ec-9447-b4055d63f15c","基台以及螺钉","DAB55157NL","DAB55157NL","纯钛","C0702021380500107694","C07020213805001076940000741","08809162701662"]
[22,"J01550001","登腾种植体系统","四级纯钛种植体产品系统","登腾（北京）医疗器械商贸有限公司","登腾株式会社Dentium Co.,Ltd.","修复基台（单牙）","国械注进20163172226","基台以及螺钉","国械注进20163632226","包含注册证下相关部件纯钛或钛合金材质","适用于单牙种植修复基台、材质为纯钛或钛合金","个",120,"8af63c50-4918-11ed-9447-b4055d63f15c","9ab49cf8-8dd1-11eb-ace3-fa163e311f19","国械注进20163172226","基台以及螺钉","登腾株式会社Dentium Co.,Ltd.","登腾（北京）医疗器械商贸有限公司","fb923992-d583-11ec-9447-b4055d63f15c","基台以及螺钉","AAB155530HL","AAB155530HL","纯钛","C0702021380500107694","C07020213805001076940000742","08809772431836"]
[22,"J01550001","登腾种植体系统","四级纯钛种植体产品系统","登腾（北京）医疗器械商贸有限公司","登腾株式会社Dentium Co.,Ltd.","修复基台（单牙）","国械注进20163172226","基台以及螺钉","国械注进20163632226","包含注册证下相关部件纯钛或钛合金材质","适用于单牙种植修复基台、材质为纯钛或钛合金","个",120,"8af64957-4918-11ed-9447-b4055d63f15c","9ab49cf8-8dd1-11eb-ace3-fa163e311f19","国械注进20163172226","基台以及螺钉","登腾株式会社Dentium Co.,Ltd.","登腾（北京）医疗器械商贸有限公司","fb923992-d583-11ec-9447-b4055d63f15c","基台以及螺钉","AAB154525HL","AAB154525HL","纯钛","C0702021380500107694","C07020213805001076940000743","08809460300765"]
[22,"J01550001","登腾种植体系统","四级纯钛种植体产品系统","登腾（北京）医疗器械商贸有限公司","登腾株式会社Dentium Co.,Ltd.","修复基台（单牙）","国械注进20163172226","基台以及螺钉","国械注进20163632226","包含注册证下相关部件纯钛或钛合金材质","适用于单牙种植修复基台、材质为纯钛或钛合金","个",120,"8af6558c-4918-11ed-9447-b4055d63f15c","9ab49cf8-8dd1-11eb-ace3-fa163e311f19","国械注进20163172226","基台以及螺钉","登腾株式会社Dentium Co.,Ltd.","登腾（北京）医疗器械商贸有限公司","fb923992-d583-11ec-9447-b4055d63f15c","基台以及螺钉","CAB4555L","CAB4555L","纯钛","C0702021380500107694","C07020213805001076940000744","08809162701273"]
[22,"J01550001","登腾种植体系统","四级纯钛种植体产品系统","登腾（北京）医疗器械商贸有限公司","登腾株式会社Dentium Co.,Ltd.","修复基台（单牙）","国械注进20163172226","基台以及螺钉","国械注进20163632226","包含注册证下相关部件纯钛或钛合金材质","适用于单牙种植修复基台、材质为纯钛或钛合金","个",120,"8af6625a-4918-11ed-9447-b4055d63f15c","9ab49cf8-8dd1-11eb-ace3-fa163e311f19","国械注进20163172226","基台以及螺钉","登腾株式会社Dentium Co.,Ltd.","登腾（北京）医疗器械商贸有限公司","fb923992-d583-11ec-9447-b4055d63f15c","基台以及螺钉","AAB156560NL","AAB156560NL","纯钛","C0702021380500107694","C07020213805001076940000745","08809772432000"]
[22,"J01550001","登腾种植体系统","四级纯钛种植体产品系统","登腾（北京）医疗器械商贸有限公司","登腾株式会社Dentium Co.,Ltd.","修复基台（单牙）","国械注进20163172226","基台以及螺钉","国械注进20163632226","包含注册证下相关部件纯钛或钛合金材质","适用于单牙种植修复基台、材质为纯钛或钛合金","个",120,"8af66f88-4918-11ed-9447-b4055d63f15c","9ab49cf8-8dd1-11eb-ace3-fa163e311f19","国械注进20163172226","基台以及螺钉","登腾株式会社Dentium Co.,Ltd.","登腾（北京）医疗器械商贸有限公司","fb923992-d583-11ec-9447-b4055d63f15c","基台以及螺钉","DAB40155HL","DAB40155HL","纯钛","C0702021380500107694","C07020213805001076940000746","08809772432338"]
[22,"J01550001","登腾种植体系统","四级纯钛种植体产品系统","登腾（北京）医疗器械商贸有限公司","登腾株式会社Dentium Co.,Ltd.","修复基台（单牙）","国械注进20163172226","基台以及螺钉","国械注进20163632226","包含注册证下相关部件纯钛或钛合金材质","适用于单牙种植修复基台、材质为纯钛或钛合金","个",120,"8af67bfd-4918-11ed-9447-b4055d63f15c","9ab49cf8-8dd1-11eb-ace3-fa163e311f19","国械注进20163172226","基台以及螺钉","登腾株式会社Dentium Co.,Ltd.","登腾（北京）医疗器械商贸有限公司","fb923992-d583-11ec-9447-b4055d63f15c","基台以及螺钉","CAB5545SL","CAB5545SL","纯钛","C0702021380500107694","C07020213805001076940000747","08809162701365"]
[22,"J01550001","登腾种植体系统","四级纯钛种植体产品系统","登腾（北京）医疗器械商贸有限公司","登腾株式会社Dentium Co.,Ltd.","修复基台（单牙）","国械注进20163172226","基台以及螺钉","国械注进20163632226","包含注册证下相关部件纯钛或钛合金材质","适用于单牙种植修复基台、材质为纯钛或钛合金","个",120,"8af68799-4918-11ed-9447-b4055d63f15c","9ab49cf8-8dd1-11eb-ace3-fa163e311f19","国械注进20163172226","基台以及螺钉","登腾株式会社Dentium Co.,Ltd.","登腾（北京）医疗器械商贸有限公司","fb923992-d583-11ec-9447-b4055d63f15c","基台以及螺钉","DAB65208NL","DAB65208NL","纯钛","C0702021380500107694","C07020213805001076940000748","08809772432543"]
[22,"J01550001","登腾种植体系统","四级纯钛种植体产品系统","登腾（北京）医疗器械商贸有限公司","登腾株式会社Dentium Co.,Ltd.","修复基台（单牙）","国械注进20163172226","基台以及螺钉","国械注进20163632226","包含注册证下相关部件纯钛或钛合金材质","适用于单牙种植修复基台、材质为纯钛或钛合金","个",120,"8af68c5b-4918-11ed-9447-b4055d63f15c","9ab49cf8-8dd1-11eb-ace3-fa163e311f19","国械注进20163172226","基台以及螺钉","登腾株式会社Dentium Co.,Ltd.","登腾（北京）医疗器械商贸有限公司","fb923992-d583-11ec-9447-b4055d63f15c","基台以及螺钉","CDAB5510N","CDAB5510N","纯钛","C0702021380500107694","C07020213805001076940000749","08809544904988"]
[22,"J01550001","登腾种植体系统","四级纯钛种植体产品系统","登腾（北京）医疗器械商贸有限公司","登腾株式会社Dentium Co.,Ltd.","修复基台（单牙）","国械注进20163172226","基台以及螺钉","国械注进20163632226","包含注册证下相关部件纯钛或钛合金材质","适用于单牙种植修复基台、材质为纯钛或钛合金","个",120,"8af6980e-4918-11ed-9447-b4055d63f15c","9ab49cf8-8dd1-11eb-ace3-fa163e311f19","国械注进20163172226","基台以及螺钉","登腾株式会社Dentium Co.,Ltd.","登腾（北京）医疗器械商贸有限公司","fb923992-d583-11ec-9447-b4055d63f15c","基台以及螺钉","DAB5515NL","DAB5515NL","纯钛","C0702021380500107694","C07020213805001076940000750","08809162701686"]
[22,"J01550001","登腾种植体系统","四级纯钛种植体产品系统","登腾（北京）医疗器械商贸有限公司","登腾株式会社Dentium Co.,Ltd.","修复基台（单牙）","国械注进20163172226","基台以及螺钉","国械注进20163632226","包含注册证下相关部件纯钛或钛合金材质","适用于单牙种植修复基台、材质为纯钛或钛合金","个",120,"8af69c91-4918-11ed-9447-b4055d63f15c","9ab49cf8-8dd1-11eb-ace3-fa163e311f19","国械注进20163172226","基台以及螺钉","登腾株式会社Dentium Co.,Ltd.","登腾（北京）医疗器械商贸有限公司","fb923992-d583-11ec-9447-b4055d63f15c","基台以及螺钉","DAB65158NL","DAB65158NL","纯钛","C0702021380500107694","C07020213805001076940000751","08809162701846"]
[22,"J01550001","登腾种植体系统","四级纯钛种植体产品系统","登腾（北京）医疗器械商贸有限公司","登腾株式会社Dentium Co.,Ltd.","修复基台（单牙）","国械注进20163172226","基台以及螺钉","国械注进20163632226","包含注册证下相关部件纯钛或钛合金材质","适用于单牙种植修复基台、材质为纯钛或钛合金","个",120,"8af6a83a-4918-11ed-9447-b4055d63f15c","9ab49cf8-8dd1-11eb-ace3-fa163e311f19","国械注进20163172226","基台以及螺钉","登腾株式会社Dentium Co.,Ltd.","登腾（北京）医疗器械商贸有限公司","fb923992-d583-11ec-9447-b4055d63f15c","基台以及螺钉","DAB40205NL","DAB40205NL","纯钛","C0702021380500107694","C07020213805001076940000752","08809772432369"]
[22,"J01550001","登腾种植体系统","四级纯钛种植体产品系统","登腾（北京）医疗器械商贸有限公司","登腾株式会社Dentium Co.,Ltd.","修复基台（单牙）","国械注进20163172226","基台以及螺钉","国械注进20163632226","包含注册证下相关部件纯钛或钛合金材质","适用于单牙种植修复基台、材质为纯钛或钛合金","个",120,"8af6b4ae-4918-11ed-9447-b4055d63f15c","9ab49cf8-8dd1-11eb-ace3-fa163e311f19","国械注进20163172226","基台以及螺钉","登腾株式会社Dentium Co.,Ltd.","登腾（北京）医疗器械商贸有限公司","fb923992-d583-11ec-9447-b4055d63f15c","基台以及螺钉","DAB75259HL","DAB75259HL","纯钛","C0702021380500107694","C07020213805001076940000753","08809460304428"]
[22,"J01550001","登腾种植体系统","四级纯钛种植体产品系统","登腾（北京）医疗器械商贸有限公司","登腾株式会社Dentium Co.,Ltd.","修复基台（单牙）","国械注进20163172226","基台以及螺钉","国械注进20163632226","包含注册证下相关部件纯钛或钛合金材质","适用于单牙种植修复基台、材质为纯钛或钛合金","个",120,"8af6d86d-4918-11ed-9447-b4055d63f15c","9ab49cf8-8dd1-11eb-ace3-fa163e311f19","国械注进20163172226","基台以及螺钉","登腾株式会社Dentium Co.,Ltd.","登腾（北京）医疗器械商贸有限公司","fb923992-d583-11ec-9447-b4055d63f15c","基台以及螺钉","CAB6525SL","CAB6525SL","纯钛","C0702021380500107694","C07020213805001076940000754","08809162701426"]
[22,"J01550001","登腾种植体系统","四级纯钛种植体产品系统","登腾（北京）医疗器械商贸有限公司","登腾株式会社Dentium Co.,Ltd.","修复基台（单牙）","国械注进20163172226","基台以及螺钉","国械注进20163632226","包含注册证下相关部件纯钛或钛合金材质","适用于单牙种植修复基台、材质为纯钛或钛合金","个",120,"8af6e525-4918-11ed-9447-b4055d63f15c","9ab49cf8-8dd1-11eb-ace3-fa163e311f19","国械注进20163172226","基台以及螺钉","登腾株式会社Dentium Co.,Ltd.","登腾（北京）医疗器械商贸有限公司","fb923992-d583-11ec-9447-b4055d63f15c","基台以及螺钉","DAB55257HL","DAB55257HL","纯钛","C0702021380500107694","C07020213805001076940000755","08809162701716"]
[22,"J01550001","登腾种植体系统","四级纯钛种植体产品系统","登腾（北京）医疗器械商贸有限公司","登腾株式会社Dentium Co.,Ltd.","修复基台（单牙）","国械注进20163172226","基台以及螺钉","国械注进20163632226","包含注册证下相关部件纯钛或钛合金材质","适用于单牙种植修复基台、材质为纯钛或钛合金","个",120,"8af6f09d-4918-11ed-9447-b4055d63f15c","9ab49cf8-8dd1-11eb-ace3-fa163e311f19","国械注进20163172226","基台以及螺钉","登腾株式会社Dentium Co.,Ltd.","登腾（北京）医疗器械商贸有限公司","fb923992-d583-11ec-9447-b4055d63f15c","基台以及螺钉","DAB6545NL","DAB6545NL","纯钛","C0702021380500107694","C07020213805001076940000756","08809162701945"]
[22,"J01550001","登腾种植体系统","四级纯钛种植体产品系统","登腾（北京）医疗器械商贸有限公司","登腾株式会社Dentium Co.,Ltd.","修复基台（单牙）","国械注进20163172226","基台以及螺钉","国械注进20163632226","包含注册证下相关部件纯钛或钛合金材质","适用于单牙种植修复基台、材质为纯钛或钛合金","个",120,"8af70042-4918-11ed-9447-b4055d63f15c","9ab49cf8-8dd1-11eb-ace3-fa163e311f19","国械注进20163172226","基台以及螺钉","登腾株式会社Dentium Co.,Ltd.","登腾（北京）医疗器械商贸有限公司","fb923992-d583-11ec-9447-b4055d63f15c","基台以及螺钉","DAB65158HL","DAB65158HL","纯钛","C0702021380500107694","C07020213805001076940000757","08809162701839"]
[22,"J01550001","登腾种植体系统","四级纯钛种植体产品系统","登腾（北京）医疗器械商贸有限公司","登腾株式会社Dentium Co.,Ltd.","修复基台（单牙）","国械注进20163172226","基台以及螺钉","国械注进20163632226","包含注册证下相关部件纯钛或钛合金材质","适用于单牙种植修复基台、材质为纯钛或钛合金","个",120,"8af70c92-4918-11ed-9447-b4055d63f15c","9ab49cf8-8dd1-11eb-ace3-fa163e311f19","国械注进20163172226","基台以及螺钉","登腾株式会社Dentium Co.,Ltd.","登腾（北京）医疗器械商贸有限公司","fb923992-d583-11ec-9447-b4055d63f15c","基台以及螺钉","DAB4535NL","DAB4535NL","纯钛","C0702021380500107694","C07020213805001076940000758","08809162701600"]
[22,"J01550001","登腾种植体系统","四级纯钛种植体产品系统","登腾（北京）医疗器械商贸有限公司","登腾株式会社Dentium Co.,Ltd.","修复基台（单牙）","国械注进20163172226","基台以及螺钉","国械注进20163632226","包含注册证下相关部件纯钛或钛合金材质","适用于单牙种植修复基台、材质为纯钛或钛合金","个",120,"8af721de-4918-11ed-9447-b4055d63f15c","9ab49cf8-8dd1-11eb-ace3-fa163e311f19","国械注进20163172226","基台以及螺钉","登腾株式会社Dentium Co.,Ltd.","登腾（北京）医疗器械商贸有限公司","fb923992-d583-11ec-9447-b4055d63f15c","基台以及螺钉","DAB5545NL","DAB5545NL","纯钛","C0702021380500107694","C07020213805001076940000759","08809162701808"]
[22,"J01550001","登腾种植体系统","四级纯钛种植体产品系统","登腾（北京）医疗器械商贸有限公司","登腾株式会社Dentium Co.,Ltd.","修复基台（单牙）","国械注进20163172226","基台以及螺钉","国械注进20163632226","包含注册证下相关部件纯钛或钛合金材质","适用于单牙种植修复基台、材质为纯钛或钛合金","个",120,"8af72e03-4918-11ed-9447-b4055d63f15c","9ab49cf8-8dd1-11eb-ace3-fa163e311f19","国械注进20163172226","基台以及螺钉","登腾株式会社Dentium Co.,Ltd.","登腾（北京）医疗器械商贸有限公司","fb923992-d583-11ec-9447-b4055d63f15c","基台以及螺钉","AAB156520NL","AAB156520NL","纯钛","C0702021380500107694","C07020213805001076940000760","08809772431928"]
[22,"J01550001","登腾种植体系统","四级纯钛种植体产品系统","登腾（北京）医疗器械商贸有限公司","登腾株式会社Dentium Co.,Ltd.","修复基台（单牙）","国械注进20163172226","基台以及螺钉","国械注进20163632226","包含注册证下相关部件纯钛或钛合金材质","适用于单牙种植修复基台、材质为纯钛或钛合金","个",120,"8af74ed5-4918-11ed-9447-b4055d63f15c","9ab49cf8-8dd1-11eb-ace3-fa163e311f19","国械注进20163172226","基台以及螺钉","登腾株式会社Dentium Co.,Ltd.","登腾（北京）医疗器械商贸有限公司","fb923992-d583-11ec-9447-b4055d63f15c","基台以及螺钉","DAB45306HL","DAB45306HL","纯钛","C0702021380500107694","C07020213805001076940000762","08809772432475"]
[22,"J01550001","登腾种植体系统","四级纯钛种植体产品系统","登腾（北京）医疗器械商贸有限公司","登腾株式会社Dentium Co.,Ltd.","修复基台（单牙）","国械注进20163172226","基台以及螺钉","国械注进20163632226","包含注册证下相关部件纯钛或钛合金材质","适用于单牙种植修复基台、材质为纯钛或钛合金","个",120,"8af75ac4-4918-11ed-9447-b4055d63f15c","9ab49cf8-8dd1-11eb-ace3-fa163e311f19","国械注进20163172226","基台以及螺钉","登腾株式会社Dentium Co.,Ltd.","登腾（北京）医疗器械商贸有限公司","fb923992-d583-11ec-9447-b4055d63f15c","基台以及螺钉","DAB4510HL","DAB4510HL","纯钛","C0702021380500107694","C07020213805001076940000763","08809162701518"]
[22,"J01550001","登腾种植体系统","四级纯钛种植体产品系统","登腾（北京）医疗器械商贸有限公司","登腾株式会社Dentium Co.,Ltd.","修复基台（单牙）","国械注进20163172226","基台以及螺钉","国械注进20163632226","包含注册证下相关部件纯钛或钛合金材质","适用于单牙种植修复基台、材质为纯钛或钛合金","个",120,"8af765bf-4918-11ed-9447-b4055d63f15c","9ab49cf8-8dd1-11eb-ace3-fa163e311f19","国械注进20163172226","基台以及螺钉","登腾株式会社Dentium Co.,Ltd.","登腾（北京）医疗器械商贸有限公司","fb923992-d583-11ec-9447-b4055d63f15c","基台以及螺钉","DAB4555NL","DAB4555NL","纯钛","C0702021380500107694","C07020213805001076940000764","08809162701648"]
[22,"J01550001","登腾种植体系统","四级纯钛种植体产品系统","登腾（北京）医疗器械商贸有限公司","登腾株式会社Dentium Co.,Ltd.","修复基台（单牙）","国械注进20163172226","基台以及螺钉","国械注进20163632226","包含注册证下相关部件纯钛或钛合金材质","适用于单牙种植修复基台、材质为纯钛或钛合金","个",120,"8af77149-4918-11ed-9447-b4055d63f15c","9ab49cf8-8dd1-11eb-ace3-fa163e311f19","国械注进20163172226","基台以及螺钉","登腾株式会社Dentium Co.,Ltd.","登腾（北京）医疗器械商贸有限公司","fb923992-d583-11ec-9447-b4055d63f15c","基台以及螺钉","DAB75359HL","DAB75359HL","纯钛","C0702021380500107694","C07020213805001076940000765","08809460304152"]
[22,"J01550001","登腾种植体系统","四级纯钛种植体产品系统","登腾（北京）医疗器械商贸有限公司","登腾株式会社Dentium Co.,Ltd.","修复基台（单牙）","国械注进20163172226","基台以及螺钉","国械注进20163632226","包含注册证下相关部件纯钛或钛合金材质","适用于单牙种植修复基台、材质为纯钛或钛合金","个",120,"8af77c43-4918-11ed-9447-b4055d63f15c","9ab49cf8-8dd1-11eb-ace3-fa163e311f19","国械注进20163172226","基台以及螺钉","登腾株式会社Dentium Co.,Ltd.","登腾（北京）医疗器械商贸有限公司","fb923992-d583-11ec-9447-b4055d63f15c","基台以及螺钉","DAB40105NL","DAB40105NL","纯钛","C0702021380500107694","C07020213805001076940000766","08809162701501"]
[22,"J01550001","登腾种植体系统","四级纯钛种植体产品系统","登腾（北京）医疗器械商贸有限公司","登腾株式会社Dentium Co.,Ltd.","修复基台（单牙）","国械注进20163172226","基台以及螺钉","国械注进20163632226","包含注册证下相关部件纯钛或钛合金材质","适用于单牙种植修复基台、材质为纯钛或钛合金","个",120,"8af78bc6-4918-11ed-9447-b4055d63f15c","9ab49cf8-8dd1-11eb-ace3-fa163e311f19","国械注进20163172226","基台以及螺钉","登腾株式会社Dentium Co.,Ltd.","登腾（北京）医疗器械商贸有限公司","fb923992-d583-11ec-9447-b4055d63f15c","基台以及螺钉","DAB5535NL","DAB5535NL","纯钛","C0702021380500107694","C07020213805001076940000767","08809162701785"]
[25,"J01550001","登腾种植体系统","四级纯钛种植体产品系统","登腾（北京）医疗器械商贸有限公司","登腾株式会社Dentium Co.,Ltd.","愈合基台","国械注进20153172719","基台","国械注进20153632719","包含注册证下相关部件所有材质","不区分材质","个",58,"e3881d5e-490a-11ed-9447-b4055d63f15c","9f1fb8ad-90fa-11eb-ace3-fa163e311f19","国械注进20153172719","基台","登腾株式会社Dentium Co.,Ltd.","登腾（北京）医疗器械商贸有限公司","688b5246-4909-11ed-9447-b4055d63f15c","基台-愈合基台","HAB602035","HAB602035","钛合金","C0702031380100007694","C07020313801000076940000241","08809691364222"]
[25,"J01550001","登腾种植体系统","四级纯钛种植体产品系统","登腾（北京）医疗器械商贸有限公司","登腾株式会社Dentium Co.,Ltd.","愈合基台","国械注进20153172719","基台","国械注进20153632719","包含注册证下相关部件所有材质","不区分材质","个",58,"e388aa4c-490a-11ed-9447-b4055d63f15c","9f1fb8ad-90fa-11eb-ace3-fa163e311f19","国械注进20153172719","基台","登腾株式会社Dentium Co.,Ltd.","登腾（北京）医疗器械商贸有限公司","688b5246-4909-11ed-9447-b4055d63f15c","基台-愈合基台","HAB453050L","HAB453050L","钛合金","C0702031380100007694","C07020313801000076940000242","08809691364086"]
[25,"J01550001","登腾种植体系统","四级纯钛种植体产品系统","登腾（北京）医疗器械商贸有限公司","登腾株式会社Dentium Co.,Ltd.","愈合基台","国械注进20153172719","基台","国械注进20153632719","包含注册证下相关部件所有材质","不区分材质","个",58,"e388ca18-490a-11ed-9447-b4055d63f15c","9f1fb8ad-90fa-11eb-ace3-fa163e311f19","国械注进20153172719","基台","登腾株式会社Dentium Co.,Ltd.","登腾（北京）医疗器械商贸有限公司","688b5246-4909-11ed-9447-b4055d63f15c","基台-愈合基台","HAB553050L","HAB553050L","钛合金","C0702031380100007694","C07020313801000076940000228","08809691364192"]
[25,"J01550001","登腾种植体系统","四级纯钛种植体产品系统","登腾（北京）医疗器械商贸有限公司","登腾株式会社Dentium Co.,Ltd.","愈合基台","国械注进20153172719","基台","国械注进20153632719","包含注册证下相关部件所有材质","不区分材质","个",58,"e388d6f1-490a-11ed-9447-b4055d63f15c","9f1fb8ad-90fa-11eb-ace3-fa163e311f19","国械注进20153172719","基台","登腾株式会社Dentium Co.,Ltd.","登腾（北京）医疗器械商贸有限公司","688b5246-4909-11ed-9447-b4055d63f15c","基台-愈合基台","HAB654070L","HAB654070L","钛合金","C0702031380100007694","C07020313801000076940000244","08809691364321"]
[25,"J01550001","登腾种植体系统","四级纯钛种植体产品系统","登腾（北京）医疗器械商贸有限公司","登腾株式会社Dentium Co.,Ltd.","愈合基台","国械注进20153172719","基台","国械注进20153632719","包含注册证下相关部件所有材质","不区分材质","个",58,"e388dc6e-490a-11ed-9447-b4055d63f15c","9f1fb8ad-90fa-11eb-ace3-fa163e311f19","国械注进20153172719","基台","登腾株式会社Dentium Co.,Ltd.","登腾（北京）医疗器械商贸有限公司","688b5246-4909-11ed-9447-b4055d63f15c","基台-愈合基台","HAB954070L","HAB954070L","钛合金","C0702031380100007694","C07020313801000076940000230","08809772432710"]
[25,"J01550001","登腾种植体系统","四级纯钛种植体产品系统","登腾（北京）医疗器械商贸有限公司","登腾株式会社Dentium Co.,Ltd.","愈合基台","国械注进20153172719","基台","国械注进20153632719","包含注册证下相关部件所有材质","不区分材质","个",58,"e388e1a0-490a-11ed-9447-b4055d63f15c","9f1fb8ad-90fa-11eb-ace3-fa163e311f19","国械注进20153172719","基台","登腾株式会社Dentium Co.,Ltd.","登腾（北京）医疗器械商贸有限公司","688b5246-4909-11ed-9447-b4055d63f15c","基台-愈合基台","HAB652035L","HAB652035L","钛合金","C0702031380100007694","C07020313801000076940000225","08809691364284"]
[25,"J01550001","登腾种植体系统","四级纯钛种植体产品系统","登腾（北京）医疗器械商贸有限公司","登腾株式会社Dentium Co.,Ltd.","愈合基台","国械注进20153172719","基台","国械注进20153632719","包含注册证下相关部件所有材质","不区分材质","个",58,"e388e6cd-490a-11ed-9447-b4055d63f15c","9f1fb8ad-90fa-11eb-ace3-fa163e311f19","国械注进20153172719","基台","登腾株式会社Dentium Co.,Ltd.","登腾（北京）医疗器械商贸有限公司","688b5246-4909-11ed-9447-b4055d63f15c","基台-愈合基台","HAB402070","HAB402070","钛合金","C0702031380100007694","C07020313801000076940000251","08809691363980"]
[25,"J01550001","登腾种植体系统","四级纯钛种植体产品系统","登腾（北京）医疗器械商贸有限公司","登腾株式会社Dentium Co.,Ltd.","愈合基台","国械注进20153172719","基台","国械注进20153632719","包含注册证下相关部件所有材质","不区分材质","个",58,"e388f4db-490a-11ed-9447-b4055d63f15c","9f1fb8ad-90fa-11eb-ace3-fa163e311f19","国械注进20153172719","基台","登腾株式会社Dentium Co.,Ltd.","登腾（北京）医疗器械商贸有限公司","688b5246-4909-11ed-9447-b4055d63f15c","基台-愈合基台","HAB402020L","HAB402020L","钛合金","C0702031380100007694","C07020313801000076940000233","08809691363942"]
[25,"J01550001","登腾种植体系统","四级纯钛种植体产品系统","登腾（北京）医疗器械商贸有限公司","登腾株式会社Dentium Co.,Ltd.","愈合基台","国械注进20153172719","基台","国械注进20153632719","包含注册证下相关部件所有材质","不区分材质","个",58,"e388fa6b-490a-11ed-9447-b4055d63f15c","9f1fb8ad-90fa-11eb-ace3-fa163e311f19","国械注进20153172719","基台","登腾株式会社Dentium Co.,Ltd.","登腾（北京）医疗器械商贸有限公司","688b5246-4909-11ed-9447-b4055d63f15c","基台-愈合基台","HAB952035L","HAB952035L","钛合金","C0702031380100007694","C07020313801000076940000246","08809691364420"]
[25,"J01550001","登腾种植体系统","四级纯钛种植体产品系统","登腾（北京）医疗器械商贸有限公司","登腾株式会社Dentium Co.,Ltd.","愈合基台","国械注进20153172719","基台","国械注进20153632719","包含注册证下相关部件所有材质","不区分材质","个",58,"e388ffad-490a-11ed-9447-b4055d63f15c","9f1fb8ad-90fa-11eb-ace3-fa163e311f19","国械注进20153172719","基台","登腾株式会社Dentium Co.,Ltd.","登腾（北京）医疗器械商贸有限公司","688b5246-4909-11ed-9447-b4055d63f15c","基台-愈合基台","HAB753050L","HAB753050L","钛合金","C0702031380100007694","C07020313801000076940000221","08809691364369"]
[25,"J01550001","登腾种植体系统","四级纯钛种植体产品系统","登腾（北京）医疗器械商贸有限公司","登腾株式会社Dentium Co.,Ltd.","愈合基台","国械注进20153172719","基台","国械注进20153632719","包含注册证下相关部件所有材质","不区分材质","个",58,"e38904d6-490a-11ed-9447-b4055d63f15c","9f1fb8ad-90fa-11eb-ace3-fa163e311f19","国械注进20153172719","基台","登腾株式会社Dentium Co.,Ltd.","登腾（北京）医疗器械商贸有限公司","688b5246-4909-11ed-9447-b4055d63f15c","基台-愈合基台","HAB452035L","HAB452035L","钛合金","C0702031380100007694","C07020313801000076940000220","08809691364062"]
[25,"J01550001","登腾种植体系统","四级纯钛种植体产品系统","登腾（北京）医疗器械商贸有限公司","登腾株式会社Dentium Co.,Ltd.","愈合基台","国械注进20153172719","基台","国械注进20153632719","包含注册证下相关部件所有材质","不区分材质","个",58,"e3891314-490a-11ed-9447-b4055d63f15c","9f1fb8ad-90fa-11eb-ace3-fa163e311f19","国械注进20153172719","基台","登腾株式会社Dentium Co.,Ltd.","登腾（北京）医疗器械商贸有限公司","688b5246-4909-11ed-9447-b4055d63f15c","基台-愈合基台","HAB552020L","HAB552020L","钛合金","C0702031380100007694","C07020313801000076940000222","08809691364154"]
[25,"J01550001","登腾种植体系统","四级纯钛种植体产品系统","登腾（北京）医疗器械商贸有限公司","登腾株式会社Dentium Co.,Ltd.","愈合基台","国械注进20153172719","基台","国械注进20153632719","包含注册证下相关部件所有材质","不区分材质","个",58,"e389189d-490a-11ed-9447-b4055d63f15c","9f1fb8ad-90fa-11eb-ace3-fa163e311f19","国械注进20153172719","基台","登腾株式会社Dentium Co.,Ltd.","登腾（北京）医疗器械商贸有限公司","688b5246-4909-11ed-9447-b4055d63f15c","基台-愈合基台","HAB483070","HAB483070","钛合金","C0702031380100007694","C07020313801000076940000223","08809691364130"]
[25,"J01550001","登腾种植体系统","四级纯钛种植体产品系统","登腾（北京）医疗器械商贸有限公司","登腾株式会社Dentium Co.,Ltd.","愈合基台","国械注进20153172719","基台","国械注进20153632719","包含注册证下相关部件所有材质","不区分材质","个",58,"e3891e98-490a-11ed-9447-b4055d63f15c","9f1fb8ad-90fa-11eb-ace3-fa163e311f19","国械注进20153172719","基台","登腾株式会社Dentium Co.,Ltd.","登腾（北京）医疗器械商贸有限公司","688b5246-4909-11ed-9447-b4055d63f15c","基台-愈合基台","HAB854070L","HAB854070L","钛合金","C0702031380100007694","C07020313801000076940000239","08809772432703"]
[25,"J01550001","登腾种植体系统","四级纯钛种植体产品系统","登腾（北京）医疗器械商贸有限公司","登腾株式会社Dentium Co.,Ltd.","愈合基台","国械注进20153172719","基台","国械注进20153632719","包含注册证下相关部件所有材质","不区分材质","个",58,"e3892bd6-490a-11ed-9447-b4055d63f15c","9f1fb8ad-90fa-11eb-ace3-fa163e311f19","国械注进20153172719","基台","登腾株式会社Dentium Co.,Ltd.","登腾（北京）医疗器械商贸有限公司","688b5246-4909-11ed-9447-b4055d63f15c","基台-愈合基台","HAB483050","HAB483050","钛合金","C0702031380100007694","C07020313801000076940000234","08809691364123"]
[25,"J01550001","登腾种植体系统","四级纯钛种植体产品系统","登腾（北京）医疗器械商贸有限公司","登腾株式会社Dentium Co.,Ltd.","愈合基台","国械注进20153172719","基台","国械注进20153632719","包含注册证下相关部件所有材质","不区分材质","个",58,"e3893bce-490a-11ed-9447-b4055d63f15c","9f1fb8ad-90fa-11eb-ace3-fa163e311f19","国械注进20153172719","基台","登腾株式会社Dentium Co.,Ltd.","登腾（北京）医疗器械商贸有限公司","688b5246-4909-11ed-9447-b4055d63f15c","基台-愈合基台","HAB402035","HAB402035","钛合金","C0702031380100007694","C07020313801000076940000229","08809691363959"]
[25,"J01550001","登腾种植体系统","四级纯钛种植体产品系统","登腾（北京）医疗器械商贸有限公司","登腾株式会社Dentium Co.,Ltd.","愈合基台","国械注进20153172719","基台","国械注进20153632719","包含注册证下相关部件所有材质","不区分材质","个",58,"e3894720-490a-11ed-9447-b4055d63f15c","9f1fb8ad-90fa-11eb-ace3-fa163e311f19","国械注进20153172719","基台","登腾株式会社Dentium Co.,Ltd.","登腾（北京）医疗器械商贸有限公司","688b5246-4909-11ed-9447-b4055d63f15c","基台-愈合基台","HAB554070L","HAB554070L","钛合金","C0702031380100007694","C07020313801000076940000250","08809691364215"]
[25,"J01550001","登腾种植体系统","四级纯钛种植体产品系统","登腾（北京）医疗器械商贸有限公司","登腾株式会社Dentium Co.,Ltd.","愈合基台","国械注进20153172719","基台","国械注进20153632719","包含注册证下相关部件所有材质","不区分材质","个",58,"e38953d2-490a-11ed-9447-b4055d63f15c","9f1fb8ad-90fa-11eb-ace3-fa163e311f19","国械注进20153172719","基台","登腾株式会社Dentium Co.,Ltd.","登腾（北京）医疗器械商贸有限公司","688b5246-4909-11ed-9447-b4055d63f15c","基台-愈合基台","HAB953050L","HAB953050L","钛合金","C0702031380100007694","C07020313801000076940000224","08809691364444"]
[25,"J01550001","登腾种植体系统","四级纯钛种植体产品系统","登腾（北京）医疗器械商贸有限公司","登腾株式会社Dentium Co.,Ltd.","愈合基台","国械注进20153172719","基台","国械注进20153632719","包含注册证下相关部件所有材质","不区分材质","个",58,"e3895887-490a-11ed-9447-b4055d63f15c","9f1fb8ad-90fa-11eb-ace3-fa163e311f19","国械注进20153172719","基台","登腾株式会社Dentium Co.,Ltd.","登腾（北京）医疗器械商贸有限公司","688b5246-4909-11ed-9447-b4055d63f15c","基台-愈合基台","HAB403050L","HAB403050L","钛合金","C0702031380100007694","C07020313801000076940000226","08809691364000"]
[25,"J01550001","登腾种植体系统","四级纯钛种植体产品系统","登腾（北京）医疗器械商贸有限公司","登腾株式会社Dentium Co.,Ltd.","愈合基台","国械注进20153172719","基台","国械注进20153632719","包含注册证下相关部件所有材质","不区分材质","个",58,"e3895f1c-490a-11ed-9447-b4055d63f15c","9f1fb8ad-90fa-11eb-ace3-fa163e311f19","国械注进20153172719","基台","登腾株式会社Dentium Co.,Ltd.","登腾（北京）医疗器械商贸有限公司","688b5246-4909-11ed-9447-b4055d63f15c","基台-愈合基台","HAB852035L","HAB852035L","钛合金","C0702031380100007694","C07020313801000076940000227","08809691364383"]
[25,"J01550001","登腾种植体系统","四级纯钛种植体产品系统","登腾（北京）医疗器械商贸有限公司","登腾株式会社Dentium Co.,Ltd.","愈合基台","国械注进20153172719","基台","国械注进20153632719","包含注册证下相关部件所有材质","不区分材质","个",58,"e3897c1a-490a-11ed-9447-b4055d63f15c","9f1fb8ad-90fa-11eb-ace3-fa163e311f19","国械注进20153172719","基台","登腾株式会社Dentium Co.,Ltd.","登腾（北京）医疗器械商贸有限公司","688b5246-4909-11ed-9447-b4055d63f15c","基台-愈合基台","HAB653050L","HAB653050L","钛合金","C0702031380100007694","C07020313801000076940000235","08809691364307"]
[25,"J01550001","登腾种植体系统","四级纯钛种植体产品系统","登腾（北京）医疗器械商贸有限公司","登腾株式会社Dentium Co.,Ltd.","愈合基台","国械注进20153172719","基台","国械注进20153632719","包含注册证下相关部件所有材质","不区分材质","个",58,"e3898dff-490a-11ed-9447-b4055d63f15c","9f1fb8ad-90fa-11eb-ace3-fa163e311f19","国械注进20153172719","基台","登腾株式会社Dentium Co.,Ltd.","登腾（北京）医疗器械商贸有限公司","688b5246-4909-11ed-9447-b4055d63f15c","基台-愈合基台","HAB754070L","HAB754070L","钛合金","C0702031380100007694","C07020313801000076940000247","08809772432697"]
[25,"J01550001","登腾种植体系统","四级纯钛种植体产品系统","登腾（北京）医疗器械商贸有限公司","登腾株式会社Dentium Co.,Ltd.","愈合基台","国械注进20153172719","基台","国械注进20153632719","包含注册证下相关部件所有材质","不区分材质","个",58,"e3899baa-490a-11ed-9447-b4055d63f15c","9f1fb8ad-90fa-11eb-ace3-fa163e311f19","国械注进20153172719","基台","登腾株式会社Dentium Co.,Ltd.","登腾（北京）医疗器械商贸有限公司","688b5246-4909-11ed-9447-b4055d63f15c","基台-愈合基台","HAB452020L","HAB452020L","钛合金","C0702031380100007694","C07020313801000076940000238","08809691364048"]
[25,"J01550001","登腾种植体系统","四级纯钛种植体产品系统","登腾（北京）医疗器械商贸有限公司","登腾株式会社Dentium Co.,Ltd.","愈合基台","国械注进20153172719","基台","国械注进20153632719","包含注册证下相关部件所有材质","不区分材质","个",58,"e389a7ef-490a-11ed-9447-b4055d63f15c","9f1fb8ad-90fa-11eb-ace3-fa163e311f19","国械注进20153172719","基台","登腾株式会社Dentium Co.,Ltd.","登腾（北京）医疗器械商贸有限公司","688b5246-4909-11ed-9447-b4055d63f15c","基台-愈合基台","HAB603050","HAB603050","钛合金","C0702031380100007694","C07020313801000076940000232","08809691364239"]
[25,"J01550001","登腾种植体系统","四级纯钛种植体产品系统","登腾（北京）医疗器械商贸有限公司","登腾株式会社Dentium Co.,Ltd.","愈合基台","国械注进20153172719","基台","国械注进20153632719","包含注册证下相关部件所有材质","不区分材质","个",58,"e389bd5e-490a-11ed-9447-b4055d63f15c","9f1fb8ad-90fa-11eb-ace3-fa163e311f19","国械注进20153172719","基台","登腾株式会社Dentium Co.,Ltd.","登腾（北京）医疗器械商贸有限公司","688b5246-4909-11ed-9447-b4055d63f15c","基台-愈合基台","HAB552035L","HAB552035L","钛合金","C0702031380100007694","C07020313801000076940000249","08809691364178"]
[25,"J01550001","登腾种植体系统","四级纯钛种植体产品系统","登腾（北京）医疗器械商贸有限公司","登腾株式会社Dentium Co.,Ltd.","愈合基台","国械注进20153172719","基台","国械注进20153632719","包含注册证下相关部件所有材质","不区分材质","个",58,"e389ca2f-490a-11ed-9447-b4055d63f15c","9f1fb8ad-90fa-11eb-ace3-fa163e311f19","国械注进20153172719","基台","登腾株式会社Dentium Co.,Ltd.","登腾（北京）医疗器械商贸有限公司","688b5246-4909-11ed-9447-b4055d63f15c","基台-愈合基台","HAB454070L","HAB454070L","钛合金","C0702031380100007694","C07020313801000076940000245","08809691364109"]
[25,"J01550001","登腾种植体系统","四级纯钛种植体产品系统","登腾（北京）医疗器械商贸有限公司","登腾株式会社Dentium Co.,Ltd.","愈合基台","国械注进20153172719","基台","国械注进20153632719","包含注册证下相关部件所有材质","不区分材质","个",58,"e389cf25-490a-11ed-9447-b4055d63f15c","9f1fb8ad-90fa-11eb-ace3-fa163e311f19","国械注进20153172719","基台","登腾株式会社Dentium Co.,Ltd.","登腾（北京）医疗器械商贸有限公司","688b5246-4909-11ed-9447-b4055d63f15c","基台-愈合基台","HAB482035","HAB482035","钛合金","C0702031380100007694","C07020313801000076940000237","08809691364116"]
[25,"J01550001","登腾种植体系统","四级纯钛种植体产品系统","登腾（北京）医疗器械商贸有限公司","登腾株式会社Dentium Co.,Ltd.","愈合基台","国械注进20153172719","基台","国械注进20153632719","包含注册证下相关部件所有材质","不区分材质","个",58,"e389dad4-490a-11ed-9447-b4055d63f15c","9f1fb8ad-90fa-11eb-ace3-fa163e311f19","国械注进20153172719","基台","登腾株式会社Dentium Co.,Ltd.","登腾（北京）医疗器械商贸有限公司","688b5246-4909-11ed-9447-b4055d63f15c","基台-愈合基台","HAB402035L","HAB402035L","钛合金","C0702031380100007694","C07020313801000076940000236","08809691363973"]
[25,"J01550001","登腾种植体系统","四级纯钛种植体产品系统","登腾（北京）医疗器械商贸有限公司","登腾株式会社Dentium Co.,Ltd.","愈合基台","国械注进20153172719","基台","国械注进20153632719","包含注册证下相关部件所有材质","不区分材质","个",58,"e389df66-490a-11ed-9447-b4055d63f15c","9f1fb8ad-90fa-11eb-ace3-fa163e311f19","国械注进20153172719","基台","登腾株式会社Dentium Co.,Ltd.","登腾（北京）医疗器械商贸有限公司","688b5246-4909-11ed-9447-b4055d63f15c","基台-愈合基台","HAB603070","HAB603070","钛合金","C0702031380100007694","C07020313801000076940000243","08809691364246"]
[25,"J01550001","登腾种植体系统","四级纯钛种植体产品系统","登腾（北京）医疗器械商贸有限公司","登腾株式会社Dentium Co.,Ltd.","愈合基台","国械注进20153172719","基台","国械注进20153632719","包含注册证下相关部件所有材质","不区分材质","个",58,"e389e3ce-490a-11ed-9447-b4055d63f15c","9f1fb8ad-90fa-11eb-ace3-fa163e311f19","国械注进20153172719","基台","登腾株式会社Dentium Co.,Ltd.","登腾（北京）医疗器械商贸有限公司","688b5246-4909-11ed-9447-b4055d63f15c","基台-愈合基台","HAB752035L","HAB752035L","钛合金","C0702031380100007694","C07020313801000076940000219","08809691364345"]
[25,"J01550001","登腾种植体系统","四级纯钛种植体产品系统","登腾（北京）医疗器械商贸有限公司","登腾株式会社Dentium Co.,Ltd.","愈合基台","国械注进20153172719","基台","国械注进20153632719","包含注册证下相关部件所有材质","不区分材质","个",58,"e389f02e-490a-11ed-9447-b4055d63f15c","9f1fb8ad-90fa-11eb-ace3-fa163e311f19","国械注进20153172719","基台","登腾株式会社Dentium Co.,Ltd.","登腾（北京）医疗器械商贸有限公司","688b5246-4909-11ed-9447-b4055d63f15c","基台-愈合基台","HAB404070L","HAB404070L","钛合金","C0702031380100007694","C07020313801000076940000240","08809691364024"]
[25,"J01550001","登腾种植体系统","四级纯钛种植体产品系统","登腾（北京）医疗器械商贸有限公司","登腾株式会社Dentium Co.,Ltd.","愈合基台","国械注进20153172719","基台","国械注进20153632719","包含注册证下相关部件所有材质","不区分材质","个",58,"e389f4c2-490a-11ed-9447-b4055d63f15c","9f1fb8ad-90fa-11eb-ace3-fa163e311f19","国械注进20153172719","基台","登腾株式会社Dentium Co.,Ltd.","登腾（北京）医疗器械商贸有限公司","688b5246-4909-11ed-9447-b4055d63f15c","基台-愈合基台","HAB652020L","HAB652020L","钛合金","C0702031380100007694","C07020313801000076940000248","08809691364260"]
[25,"J01550001","登腾种植体系统","四级纯钛种植体产品系统","登腾（北京）医疗器械商贸有限公司","登腾株式会社Dentium Co.,Ltd.","愈合基台","国械注进20153172719","基台","国械注进20153632719","包含注册证下相关部件所有材质","不区分材质","个",58,"e389fda9-490a-11ed-9447-b4055d63f15c","9f1fb8ad-90fa-11eb-ace3-fa163e311f19","国械注进20153172719","基台","登腾株式会社Dentium Co.,Ltd.","登腾（北京）医疗器械商贸有限公司","688b5246-4909-11ed-9447-b4055d63f15c","基台-愈合基台","HAB853050L","HAB853050L","钛合金","C0702031380100007694","C07020313801000076940000231","08809691364406"]
[23,"J01550001","登腾种植体系统","四级纯钛种植体产品系统","登腾（北京）医疗器械商贸有限公司","登腾株式会社Dentium Co.,Ltd.","修复基台（单牙）","国械注进20153172719","基台","国械注进20153632719","包含注册证下相关部件纯钛或钛合金材质","适用于单牙种植修复基台、材质为纯钛或钛合金","个",120,"7366f9a9-490b-11ed-9447-b4055d63f15c","9f1fb8ad-90fa-11eb-ace3-fa163e311f19","国械注进20153172719","基台","登腾株式会社Dentium Co.,Ltd.","登腾（北京）医疗器械商贸有限公司","ea96024e-d59f-11ec-9447-b4055d63f15c","基台","DAB45156NL","DAB45156NL","4级纯钛","C0702021380500107694","C07020213805001076940000377","08809162701549"]
[23,"J01550001","登腾种植体系统","四级纯钛种植体产品系统","登腾（北京）医疗器械商贸有限公司","登腾株式会社Dentium Co.,Ltd.","修复基台（单牙）","国械注进20153172719","基台","国械注进20153632719","包含注册证下相关部件纯钛或钛合金材质","适用于单牙种植修复基台、材质为纯钛或钛合金","个",120,"7367685b-490b-11ed-9447-b4055d63f15c","9f1fb8ad-90fa-11eb-ace3-fa163e311f19","国械注进20153172719","基台","登腾株式会社Dentium Co.,Ltd.","登腾（北京）医疗器械商贸有限公司","ea96024e-d59f-11ec-9447-b4055d63f15c","基台","AAB255510NL","AAB255510NL","4级纯钛","C0702021380500107694","C07020213805001076940000378","08809162701044"]
[23,"J01550001","登腾种植体系统","四级纯钛种植体产品系统","登腾（北京）医疗器械商贸有限公司","登腾株式会社Dentium Co.,Ltd.","修复基台（单牙）","国械注进20153172719","基台","国械注进20153632719","包含注册证下相关部件纯钛或钛合金材质","适用于单牙种植修复基台、材质为纯钛或钛合金","个",120,"73678ea9-490b-11ed-9447-b4055d63f15c","9f1fb8ad-90fa-11eb-ace3-fa163e311f19","国械注进20153172719","基台","登腾株式会社Dentium Co.,Ltd.","登腾（北京）医疗器械商贸有限公司","ea96024e-d59f-11ec-9447-b4055d63f15c","基台","AAB155040H","AAB155040H","4级纯钛","C0702021380500107694","C07020213805001076940000379","08809162700870"]
[23,"J01550001","登腾种植体系统","四级纯钛种植体产品系统","登腾（北京）医疗器械商贸有限公司","登腾株式会社Dentium Co.,Ltd.","修复基台（单牙）","国械注进20153172719","基台","国械注进20153632719","包含注册证下相关部件纯钛或钛合金材质","适用于单牙种植修复基台、材质为纯钛或钛合金","个",120,"73679e82-490b-11ed-9447-b4055d63f15c","9f1fb8ad-90fa-11eb-ace3-fa163e311f19","国械注进20153172719","基台","登腾株式会社Dentium Co.,Ltd.","登腾（北京）医疗器械商贸有限公司","ea96024e-d59f-11ec-9447-b4055d63f15c","基台","DAB55207HL","DAB55207HL","4级纯钛","C0702021380500107694","C07020213805001076940000380","08809162701693"]
[23,"J01550001","登腾种植体系统","四级纯钛种植体产品系统","登腾（北京）医疗器械商贸有限公司","登腾株式会社Dentium Co.,Ltd.","修复基台（单牙）","国械注进20153172719","基台","国械注进20153632719","包含注册证下相关部件纯钛或钛合金材质","适用于单牙种植修复基台、材质为纯钛或钛合金","个",120,"7367b5c6-490b-11ed-9447-b4055d63f15c","9f1fb8ad-90fa-11eb-ace3-fa163e311f19","国械注进20153172719","基台","登腾株式会社Dentium Co.,Ltd.","登腾（北京）医疗器械商贸有限公司","ea96024e-d59f-11ec-9447-b4055d63f15c","基台","AAB155530NL","AAB155530NL","4级纯钛","C0702021380500107694","C07020213805001076940000381","08809772431843"]
[23,"J01550001","登腾种植体系统","四级纯钛种植体产品系统","登腾（北京）医疗器械商贸有限公司","登腾株式会社Dentium Co.,Ltd.","修复基台（单牙）","国械注进20153172719","基台","国械注进20153632719","包含注册证下相关部件纯钛或钛合金材质","适用于单牙种植修复基台、材质为纯钛或钛合金","个",120,"7367cd26-490b-11ed-9447-b4055d63f15c","9f1fb8ad-90fa-11eb-ace3-fa163e311f19","国械注进20153172719","基台","登腾株式会社Dentium Co.,Ltd.","登腾（北京）医疗器械商贸有限公司","ea96024e-d59f-11ec-9447-b4055d63f15c","基台","DAB40255HL","DAB40255HL","4级纯钛","C0702021380500107694","C07020213805001076940000382","08809772432376"]
[23,"J01550001","登腾种植体系统","四级纯钛种植体产品系统","登腾（北京）医疗器械商贸有限公司","登腾株式会社Dentium Co.,Ltd.","修复基台（单牙）","国械注进20153172719","基台","国械注进20153632719","包含注册证下相关部件纯钛或钛合金材质","适用于单牙种植修复基台、材质为纯钛或钛合金","个",120,"7367d994-490b-11ed-9447-b4055d63f15c","9f1fb8ad-90fa-11eb-ace3-fa163e311f19","国械注进20153172719","基台","登腾株式会社Dentium Co.,Ltd.","登腾（北京）医疗器械商贸有限公司","ea96024e-d59f-11ec-9447-b4055d63f15c","基台","DAB55257HL","DAB55257HL","4级纯钛","C0702021380500107694","C07020213805001076940000383","08809162701716"]
[23,"J01550001","登腾种植体系统","四级纯钛种植体产品系统","登腾（北京）医疗器械商贸有限公司","登腾株式会社Dentium Co.,Ltd.","修复基台（单牙）","国械注进20153172719","基台","国械注进20153632719","包含注册证下相关部件纯钛或钛合金材质","适用于单牙种植修复基台、材质为纯钛或钛合金","个",120,"7367e5a0-490b-11ed-9447-b4055d63f15c","9f1fb8ad-90fa-11eb-ace3-fa163e311f19","国械注进20153172719","基台","登腾株式会社Dentium Co.,Ltd.","登腾（北京）医疗器械商贸有限公司","ea96024e-d59f-11ec-9447-b4055d63f15c","基台","DAB6525HL","DAB6525HL","4级纯钛","C0702021380500107694","C07020213805001076940000384","08809162701891"]
[23,"J01550001","登腾种植体系统","四级纯钛种植体产品系统","登腾（北京）医疗器械商贸有限公司","登腾株式会社Dentium Co.,Ltd.","修复基台（单牙）","国械注进20153172719","基台","国械注进20153632719","包含注册证下相关部件纯钛或钛合金材质","适用于单牙种植修复基台、材质为纯钛或钛合金","个",120,"7367f2d3-490b-11ed-9447-b4055d63f15c","9f1fb8ad-90fa-11eb-ace3-fa163e311f19","国械注进20153172719","基台","登腾株式会社Dentium Co.,Ltd.","登腾（北京）医疗器械商贸有限公司","ea96024e-d59f-11ec-9447-b4055d63f15c","基台","DAB40305HL","DAB40305HL","4级纯钛","C0702021380500107694","C07020213805001076940000385","08809772432390"]
[23,"J01550001","登腾种植体系统","四级纯钛种植体产品系统","登腾（北京）医疗器械商贸有限公司","登腾株式会社Dentium Co.,Ltd.","修复基台（单牙）","国械注进20153172719","基台","国械注进20153632719","包含注册证下相关部件纯钛或钛合金材质","适用于单牙种植修复基台、材质为纯钛或钛合金","个",120,"7367fee1-490b-11ed-9447-b4055d63f15c","9f1fb8ad-90fa-11eb-ace3-fa163e311f19","国械注进20153172719","基台","登腾株式会社Dentium Co.,Ltd.","登腾（北京）医疗器械商贸有限公司","ea96024e-d59f-11ec-9447-b4055d63f15c","基台","AAB155530HL","AAB155530HL","4级纯钛","C0702021380500107694","C07020213805001076940000386","08809772431836"]
[23,"J01550001","登腾种植体系统","四级纯钛种植体产品系统","登腾（北京）医疗器械商贸有限公司","登腾株式会社Dentium Co.,Ltd.","修复基台（单牙）","国械注进20153172719","基台","国械注进20153632719","包含注册证下相关部件纯钛或钛合金材质","适用于单牙种植修复基台、材质为纯钛或钛合金","个",120,"7368033b-490b-11ed-9447-b4055d63f15c","9f1fb8ad-90fa-11eb-ace3-fa163e311f19","国械注进20153172719","基台","登腾株式会社Dentium Co.,Ltd.","登腾（北京）医疗器械商贸有限公司","ea96024e-d59f-11ec-9447-b4055d63f15c","基台","DAB6515NL","DAB6515NL","4级纯钛","C0702021380500107694","C07020213805001076940000387","08809162701860"]
[23,"J01550001","登腾种植体系统","四级纯钛种植体产品系统","登腾（北京）医疗器械商贸有限公司","登腾株式会社Dentium Co.,Ltd.","修复基台（单牙）","国械注进20153172719","基台","国械注进20153632719","包含注册证下相关部件纯钛或钛合金材质","适用于单牙种植修复基台、材质为纯钛或钛合金","个",120,"73680ea4-490b-11ed-9447-b4055d63f15c","9f1fb8ad-90fa-11eb-ace3-fa163e311f19","国械注进20153172719","基台","登腾株式会社Dentium Co.,Ltd.","登腾（北京）医疗器械商贸有限公司","ea96024e-d59f-11ec-9447-b4055d63f15c","基台","AAB255530NL","AAB255530NL","4级纯钛","C0702021380500107694","C07020213805001076940000388","08809772432086"]
[23,"J01550001","登腾种植体系统","四级纯钛种植体产品系统","登腾（北京）医疗器械商贸有限公司","登腾株式会社Dentium Co.,Ltd.","修复基台（单牙）","国械注进20153172719","基台","国械注进20153632719","包含注册证下相关部件纯钛或钛合金材质","适用于单牙种植修复基台、材质为纯钛或钛合金","个",120,"73681a57-490b-11ed-9447-b4055d63f15c","9f1fb8ad-90fa-11eb-ace3-fa163e311f19","国械注进20153172719","基台","登腾株式会社Dentium Co.,Ltd.","登腾（北京）医疗器械商贸有限公司","ea96024e-d59f-11ec-9447-b4055d63f15c","基台","AAB156560NL","AAB156560NL","4级纯钛","C0702021380500107694","C07020213805001076940000389","08809772432000"]
[23,"J01550001","登腾种植体系统","四级纯钛种植体产品系统","登腾（北京）医疗器械商贸有限公司","登腾株式会社Dentium Co.,Ltd.","修复基台（单牙）","国械注进20153172719","基台","国械注进20153632719","包含注册证下相关部件纯钛或钛合金材质","适用于单牙种植修复基台、材质为纯钛或钛合金","个",120,"73681fd9-490b-11ed-9447-b4055d63f15c","9f1fb8ad-90fa-11eb-ace3-fa163e311f19","国械注进20153172719","基台","登腾株式会社Dentium Co.,Ltd.","登腾（北京）医疗器械商贸有限公司","ea96024e-d59f-11ec-9447-b4055d63f15c","基台","AAB255560NL","AAB255560NL","4级纯钛","C0702021380500107694","C07020213805001076940000390","08809772432123"]
[23,"J01550001","登腾种植体系统","四级纯钛种植体产品系统","登腾（北京）医疗器械商贸有限公司","登腾株式会社Dentium Co.,Ltd.","修复基台（单牙）","国械注进20153172719","基台","国械注进20153632719","包含注册证下相关部件纯钛或钛合金材质","适用于单牙种植修复基台、材质为纯钛或钛合金","个",120,"73682bdf-490b-11ed-9447-b4055d63f15c","9f1fb8ad-90fa-11eb-ace3-fa163e311f19","国械注进20153172719","基台","登腾株式会社Dentium Co.,Ltd.","登腾（北京）医疗器械商贸有限公司","ea96024e-d59f-11ec-9447-b4055d63f15c","基台","DAB6535HL","DAB6535HL","4级纯钛","C0702021380500107694","C07020213805001076940000391","08809162701914"]
[23,"J01550001","登腾种植体系统","四级纯钛种植体产品系统","登腾（北京）医疗器械商贸有限公司","登腾株式会社Dentium Co.,Ltd.","修复基台（单牙）","国械注进20153172719","基台","国械注进20153632719","包含注册证下相关部件纯钛或钛合金材质","适用于单牙种植修复基台、材质为纯钛或钛合金","个",120,"7368351e-490b-11ed-9447-b4055d63f15c","9f1fb8ad-90fa-11eb-ace3-fa163e311f19","国械注进20153172719","基台","登腾株式会社Dentium Co.,Ltd.","登腾（北京）医疗器械商贸有限公司","ea96024e-d59f-11ec-9447-b4055d63f15c","基台","DAB45206NL","DAB45206NL","4级纯钛","C0702021380500107694","C07020213805001076940000392","08809772432444"]
[23,"J01550001","登腾种植体系统","四级纯钛种植体产品系统","登腾（北京）医疗器械商贸有限公司","登腾株式会社Dentium Co.,Ltd.","修复基台（单牙）","国械注进20153172719","基台","国械注进20153632719","包含注册证下相关部件纯钛或钛合金材质","适用于单牙种植修复基台、材质为纯钛或钛合金","个",120,"73683a35-490b-11ed-9447-b4055d63f15c","9f1fb8ad-90fa-11eb-ace3-fa163e311f19","国械注进20153172719","基台","登腾株式会社Dentium Co.,Ltd.","登腾（北京）医疗器械商贸有限公司","ea96024e-d59f-11ec-9447-b4055d63f15c","基台","DAB55257NL","DAB55257NL","4级纯钛","C0702021380500107694","C07020213805001076940000393","08809162701723"]
[23,"J01550001","登腾种植体系统","四级纯钛种植体产品系统","登腾（北京）医疗器械商贸有限公司","登腾株式会社Dentium Co.,Ltd.","修复基台（单牙）","国械注进20153172719","基台","国械注进20153632719","包含注册证下相关部件纯钛或钛合金材质","适用于单牙种植修复基台、材质为纯钛或钛合金","个",120,"736843a0-490b-11ed-9447-b4055d63f15c","9f1fb8ad-90fa-11eb-ace3-fa163e311f19","国械注进20153172719","基台","登腾株式会社Dentium Co.,Ltd.","登腾（北京）医疗器械商贸有限公司","ea96024e-d59f-11ec-9447-b4055d63f15c","基台","DAB40305NL","DAB40305NL","4级纯钛","C0702021380500107694","C07020213805001076940000394","08809772432406"]
[23,"J01550001","登腾种植体系统","四级纯钛种植体产品系统","登腾（北京）医疗器械商贸有限公司","登腾株式会社Dentium Co.,Ltd.","修复基台（单牙）","国械注进20153172719","基台","国械注进20153632719","包含注册证下相关部件纯钛或钛合金材质","适用于单牙种植修复基台、材质为纯钛或钛合金","个",120,"736848db-490b-11ed-9447-b4055d63f15c","9f1fb8ad-90fa-11eb-ace3-fa163e311f19","国械注进20153172719","基台","登腾株式会社Dentium Co.,Ltd.","登腾（北京）医疗器械商贸有限公司","ea96024e-d59f-11ec-9447-b4055d63f15c","基台","AAB256510HL","AAB256510HL","4级纯钛","C0702021380500107694","C07020213805001076940000395","08809772432130"]
[23,"J01550001","登腾种植体系统","四级纯钛种植体产品系统","登腾（北京）医疗器械商贸有限公司","登腾株式会社Dentium Co.,Ltd.","修复基台（单牙）","国械注进20153172719","基台","国械注进20153632719","包含注册证下相关部件纯钛或钛合金材质","适用于单牙种植修复基台、材质为纯钛或钛合金","个",120,"73684e53-490b-11ed-9447-b4055d63f15c","9f1fb8ad-90fa-11eb-ace3-fa163e311f19","国械注进20153172719","基台","登腾株式会社Dentium Co.,Ltd.","登腾（北京）医疗器械商贸有限公司","ea96024e-d59f-11ec-9447-b4055d63f15c","基台","DAB65308HL","DAB65308HL","4级纯钛","C0702021380500107694","C07020213805001076940000396","08809772432550"]
[23,"J01550001","登腾种植体系统","四级纯钛种植体产品系统","登腾（北京）医疗器械商贸有限公司","登腾株式会社Dentium Co.,Ltd.","修复基台（单牙）","国械注进20153172719","基台","国械注进20153632719","包含注册证下相关部件纯钛或钛合金材质","适用于单牙种植修复基台、材质为纯钛或钛合金","个",120,"7368585d-490b-11ed-9447-b4055d63f15c","9f1fb8ad-90fa-11eb-ace3-fa163e311f19","国械注进20153172719","基台","登腾株式会社Dentium Co.,Ltd.","登腾（北京）医疗器械商贸有限公司","ea96024e-d59f-11ec-9447-b4055d63f15c","基台","DAB40155HL","DAB40155HL","4级纯钛","C0702021380500107694","C07020213805001076940000397","08809772432338"]
[23,"J01550001","登腾种植体系统","四级纯钛种植体产品系统","登腾（北京）医疗器械商贸有限公司","登腾株式会社Dentium Co.,Ltd.","修复基台（单牙）","国械注进20153172719","基台","国械注进20153632719","包含注册证下相关部件纯钛或钛合金材质","适用于单牙种植修复基台、材质为纯钛或钛合金","个",120,"73686dd8-490b-11ed-9447-b4055d63f15c","9f1fb8ad-90fa-11eb-ace3-fa163e311f19","国械注进20153172719","基台","登腾株式会社Dentium Co.,Ltd.","登腾（北京）医疗器械商贸有限公司","ea96024e-d59f-11ec-9447-b4055d63f15c","基台","DAB4510HL","DAB4510HL","4级纯钛","C0702021380500107694","C07020213805001076940000398","08809162701518"]
[23,"J01550001","登腾种植体系统","四级纯钛种植体产品系统","登腾（北京）医疗器械商贸有限公司","登腾株式会社Dentium Co.,Ltd.","修复基台（单牙）","国械注进20153172719","基台","国械注进20153632719","包含注册证下相关部件纯钛或钛合金材质","适用于单牙种植修复基台、材质为纯钛或钛合金","个",120,"7368974d-490b-11ed-9447-b4055d63f15c","9f1fb8ad-90fa-11eb-ace3-fa163e311f19","国械注进20153172719","基台","登腾株式会社Dentium Co.,Ltd.","登腾（北京）医疗器械商贸有限公司","ea96024e-d59f-11ec-9447-b4055d63f15c","基台","DAB65258HL","DAB65258HL","4级纯钛","C0702021380500107694","C07020213805001076940000399","08809162701877"]
[23,"J01550001","登腾种植体系统","四级纯钛种植体产品系统","登腾（北京）医疗器械商贸有限公司","登腾株式会社Dentium Co.,Ltd.","修复基台（单牙）","国械注进20153172719","基台","国械注进20153632719","包含注册证下相关部件纯钛或钛合金材质","适用于单牙种植修复基台、材质为纯钛或钛合金","个",120,"7368a4a6-490b-11ed-9447-b4055d63f15c","9f1fb8ad-90fa-11eb-ace3-fa163e311f19","国械注进20153172719","基台","登腾株式会社Dentium Co.,Ltd.","登腾（北京）医疗器械商贸有限公司","ea96024e-d59f-11ec-9447-b4055d63f15c","基台","AAB154510NL","AAB154510NL","4级纯钛","C0702021380500107694","C07020213805001076940000400","08809772431751"]
[23,"J01550001","登腾种植体系统","四级纯钛种植体产品系统","登腾（北京）医疗器械商贸有限公司","登腾株式会社Dentium Co.,Ltd.","修复基台（单牙）","国械注进20153172719","基台","国械注进20153632719","包含注册证下相关部件纯钛或钛合金材质","适用于单牙种植修复基台、材质为纯钛或钛合金","个",120,"7368b1cf-490b-11ed-9447-b4055d63f15c","9f1fb8ad-90fa-11eb-ace3-fa163e311f19","国械注进20153172719","基台","登腾株式会社Dentium Co.,Ltd.","登腾（北京）医疗器械商贸有限公司","ea96024e-d59f-11ec-9447-b4055d63f15c","基台","AAB155020H","AAB155020H","4级纯钛","C0702021380500107694","C07020213805001076940000401","08809162700856"]
[23,"J01550001","登腾种植体系统","四级纯钛种植体产品系统","登腾（北京）医疗器械商贸有限公司","登腾株式会社Dentium Co.,Ltd.","修复基台（单牙）","国械注进20153172719","基台","国械注进20153632719","包含注册证下相关部件纯钛或钛合金材质","适用于单牙种植修复基台、材质为纯钛或钛合金","个",120,"7368bfd8-490b-11ed-9447-b4055d63f15c","9f1fb8ad-90fa-11eb-ace3-fa163e311f19","国械注进20153172719","基台","登腾株式会社Dentium Co.,Ltd.","登腾（北京）医疗器械商贸有限公司","ea96024e-d59f-11ec-9447-b4055d63f15c","基台","AAB255520HL","AAB255520HL","4级纯钛","C0702021380500107694","C07020213805001076940000402","08809162701051"]
[23,"J01550001","登腾种植体系统","四级纯钛种植体产品系统","登腾（北京）医疗器械商贸有限公司","登腾株式会社Dentium Co.,Ltd.","修复基台（单牙）","国械注进20153172719","基台","国械注进20153632719","包含注册证下相关部件纯钛或钛合金材质","适用于单牙种植修复基台、材质为纯钛或钛合金","个",120,"7368cc4f-490b-11ed-9447-b4055d63f15c","9f1fb8ad-90fa-11eb-ace3-fa163e311f19","国械注进20153172719","基台","登腾株式会社Dentium Co.,Ltd.","登腾（北京）医疗器械商贸有限公司","ea96024e-d59f-11ec-9447-b4055d63f15c","基台","AAB154550HL","AAB154550HL","4级纯钛","C0702021380500107694","C07020213805001076940000403","08809772431782"]
[23,"J01550001","登腾种植体系统","四级纯钛种植体产品系统","登腾（北京）医疗器械商贸有限公司","登腾株式会社Dentium Co.,Ltd.","修复基台（单牙）","国械注进20153172719","基台","国械注进20153632719","包含注册证下相关部件纯钛或钛合金材质","适用于单牙种植修复基台、材质为纯钛或钛合金","个",120,"7368d965-490b-11ed-9447-b4055d63f15c","9f1fb8ad-90fa-11eb-ace3-fa163e311f19","国械注进20153172719","基台","登腾株式会社Dentium Co.,Ltd.","登腾（北京）医疗器械商贸有限公司","ea96024e-d59f-11ec-9447-b4055d63f15c","基台","DAB4515HL","DAB4515HL","4级纯钛","C0702021380500107694","C07020213805001076940000404","08809162701556"]
[23,"J01550001","登腾种植体系统","四级纯钛种植体产品系统","登腾（北京）医疗器械商贸有限公司","登腾株式会社Dentium Co.,Ltd.","修复基台（单牙）","国械注进20153172719","基台","国械注进20153632719","包含注册证下相关部件纯钛或钛合金材质","适用于单牙种植修复基台、材质为纯钛或钛合金","个",120,"7368df2a-490b-11ed-9447-b4055d63f15c","9f1fb8ad-90fa-11eb-ace3-fa163e311f19","国械注进20153172719","基台","登腾株式会社Dentium Co.,Ltd.","登腾（北京）医疗器械商贸有限公司","ea96024e-d59f-11ec-9447-b4055d63f15c","基台","AAB256530HL","AAB256530HL","4级纯钛","C0702021380500107694","C07020213805001076940000405","08809772432178"]
[23,"J01550001","登腾种植体系统","四级纯钛种植体产品系统","登腾（北京）医疗器械商贸有限公司","登腾株式会社Dentium Co.,Ltd.","修复基台（单牙）","国械注进20153172719","基台","国械注进20153632719","包含注册证下相关部件纯钛或钛合金材质","适用于单牙种植修复基台、材质为纯钛或钛合金","个",120,"7368f532-490b-11ed-9447-b4055d63f15c","9f1fb8ad-90fa-11eb-ace3-fa163e311f19","国械注进20153172719","基台","登腾株式会社Dentium Co.,Ltd.","登腾（北京）医疗器械商贸有限公司","ea96024e-d59f-11ec-9447-b4055d63f15c","基台","AAB255020H","AAB255020H","4级纯钛","C0702021380500107694","C07020213805001076940000406","08809162700993"]
[23,"J01550001","登腾种植体系统","四级纯钛种植体产品系统","登腾（北京）医疗器械商贸有限公司","登腾株式会社Dentium Co.,Ltd.","修复基台（单牙）","国械注进20153172719","基台","国械注进20153632719","包含注册证下相关部件纯钛或钛合金材质","适用于单牙种植修复基台、材质为纯钛或钛合金","个",120,"736903d4-490b-11ed-9447-b4055d63f15c","9f1fb8ad-90fa-11eb-ace3-fa163e311f19","国械注进20153172719","基台","登腾株式会社Dentium Co.,Ltd.","登腾（北京）医疗器械商贸有限公司","ea96024e-d59f-11ec-9447-b4055d63f15c","基台","AAB156550HL","AAB156550HL","4级纯钛","C0702021380500107694","C07020213805001076940000407","08809772431973"]
[23,"J01550001","登腾种植体系统","四级纯钛种植体产品系统","登腾（北京）医疗器械商贸有限公司","登腾株式会社Dentium Co.,Ltd.","修复基台（单牙）","国械注进20153172719","基台","国械注进20153632719","包含注册证下相关部件纯钛或钛合金材质","适用于单牙种植修复基台、材质为纯钛或钛合金","个",120,"73690d3d-490b-11ed-9447-b4055d63f15c","9f1fb8ad-90fa-11eb-ace3-fa163e311f19","国械注进20153172719","基台","登腾株式会社Dentium Co.,Ltd.","登腾（北京）医疗器械商贸有限公司","ea96024e-d59f-11ec-9447-b4055d63f15c","基台","AAB254550NL","AAB254550NL","4级纯钛","C0702021380500107694","C07020213805001076940000408","08809772432048"]
[23,"J01550001","登腾种植体系统","四级纯钛种植体产品系统","登腾（北京）医疗器械商贸有限公司","登腾株式会社Dentium Co.,Ltd.","修复基台（单牙）","国械注进20153172719","基台","国械注进20153632719","包含注册证下相关部件纯钛或钛合金材质","适用于单牙种植修复基台、材质为纯钛或钛合金","个",120,"736912af-490b-11ed-9447-b4055d63f15c","9f1fb8ad-90fa-11eb-ace3-fa163e311f19","国械注进20153172719","基台","登腾株式会社Dentium Co.,Ltd.","登腾（北京）医疗器械商贸有限公司","ea96024e-d59f-11ec-9447-b4055d63f15c","基台","AAB154540HL","AAB154540HL","4级纯钛","C0702021380500107694","C07020213805001076940000409","08809162700832"]
[23,"J01550001","登腾种植体系统","四级纯钛种植体产品系统","登腾（北京）医疗器械商贸有限公司","登腾株式会社Dentium Co.,Ltd.","修复基台（单牙）","国械注进20153172719","基台","国械注进20153632719","包含注册证下相关部件纯钛或钛合金材质","适用于单牙种植修复基台、材质为纯钛或钛合金","个",120,"736922ce-490b-11ed-9447-b4055d63f15c","9f1fb8ad-90fa-11eb-ace3-fa163e311f19","国械注进20153172719","基台","登腾株式会社Dentium Co.,Ltd.","登腾（北京）医疗器械商贸有限公司","ea96024e-d59f-11ec-9447-b4055d63f15c","基台","AAB155510NL","AAB155510NL","4级纯钛","C0702021380500107694","C07020213805001076940000410","08809772431829"]
[23,"J01550001","登腾种植体系统","四级纯钛种植体产品系统","登腾（北京）医疗器械商贸有限公司","登腾株式会社Dentium Co.,Ltd.","修复基台（单牙）","国械注进20153172719","基台","国械注进20153632719","包含注册证下相关部件纯钛或钛合金材质","适用于单牙种植修复基台、材质为纯钛或钛合金","个",120,"73692bd7-490b-11ed-9447-b4055d63f15c","9f1fb8ad-90fa-11eb-ace3-fa163e311f19","国械注进20153172719","基台","登腾株式会社Dentium Co.,Ltd.","登腾（北京）医疗器械商贸有限公司","ea96024e-d59f-11ec-9447-b4055d63f15c","基台","AAB156520NL","AAB156520NL","4级纯钛","C0702021380500107694","C07020213805001076940000411","08809772431928"]
[23,"J01550001","登腾种植体系统","四级纯钛种植体产品系统","登腾（北京）医疗器械商贸有限公司","登腾株式会社Dentium Co.,Ltd.","修复基台（单牙）","国械注进20153172719","基台","国械注进20153632719","包含注册证下相关部件纯钛或钛合金材质","适用于单牙种植修复基台、材质为纯钛或钛合金","个",120,"736939cb-490b-11ed-9447-b4055d63f15c","9f1fb8ad-90fa-11eb-ace3-fa163e311f19","国械注进20153172719","基台","登腾株式会社Dentium Co.,Ltd.","登腾（北京）医疗器械商贸有限公司","ea96024e-d59f-11ec-9447-b4055d63f15c","基台","AAB256540HL","AAB256540HL","4级纯钛","C0702021380500107694","C07020213805001076940000412","08809772432192"]
[23,"J01550001","登腾种植体系统","四级纯钛种植体产品系统","登腾（北京）医疗器械商贸有限公司","登腾株式会社Dentium Co.,Ltd.","修复基台（单牙）","国械注进20153172719","基台","国械注进20153632719","包含注册证下相关部件纯钛或钛合金材质","适用于单牙种植修复基台、材质为纯钛或钛合金","个",120,"73694350-490b-11ed-9447-b4055d63f15c","9f1fb8ad-90fa-11eb-ace3-fa163e311f19","国械注进20153172719","基台","登腾株式会社Dentium Co.,Ltd.","登腾（北京）医疗器械商贸有限公司","ea96024e-d59f-11ec-9447-b4055d63f15c","基台","DAB4545HL","DAB4545HL","4级纯钛","C0702021380500107694","C07020213805001076940000413","08809162701617"]
[23,"J01550001","登腾种植体系统","四级纯钛种植体产品系统","登腾（北京）医疗器械商贸有限公司","登腾株式会社Dentium Co.,Ltd.","修复基台（单牙）","国械注进20153172719","基台","国械注进20153632719","包含注册证下相关部件纯钛或钛合金材质","适用于单牙种植修复基台、材质为纯钛或钛合金","个",120,"73694c75-490b-11ed-9447-b4055d63f15c","9f1fb8ad-90fa-11eb-ace3-fa163e311f19","国械注进20153172719","基台","登腾株式会社Dentium Co.,Ltd.","登腾（北京）医疗器械商贸有限公司","ea96024e-d59f-11ec-9447-b4055d63f15c","基台","AAB155020N","AAB155020N","4级纯钛","C0702021380500107694","C07020213805001076940000414","08809162700863"]
[23,"J01550001","登腾种植体系统","四级纯钛种植体产品系统","登腾（北京）医疗器械商贸有限公司","登腾株式会社Dentium Co.,Ltd.","修复基台（单牙）","国械注进20153172719","基台","国械注进20153632719","包含注册证下相关部件纯钛或钛合金材质","适用于单牙种植修复基台、材质为纯钛或钛合金","个",120,"7369515c-490b-11ed-9447-b4055d63f15c","9f1fb8ad-90fa-11eb-ace3-fa163e311f19","国械注进20153172719","基台","登腾株式会社Dentium Co.,Ltd.","登腾（北京）医疗器械商贸有限公司","ea96024e-d59f-11ec-9447-b4055d63f15c","基台","AAB255040N","AAB255040N","4级纯钛","C0702021380500107694","C07020213805001076940000415","08809162701020"]
[23,"J01550001","登腾种植体系统","四级纯钛种植体产品系统","登腾（北京）医疗器械商贸有限公司","登腾株式会社Dentium Co.,Ltd.","修复基台（单牙）","国械注进20153172719","基台","国械注进20153632719","包含注册证下相关部件纯钛或钛合金材质","适用于单牙种植修复基台、材质为纯钛或钛合金","个",120,"73695d35-490b-11ed-9447-b4055d63f15c","9f1fb8ad-90fa-11eb-ace3-fa163e311f19","国械注进20153172719","基台","登腾株式会社Dentium Co.,Ltd.","登腾（北京）医疗器械商贸有限公司","ea96024e-d59f-11ec-9447-b4055d63f15c","基台","AAB155540HL","AAB155540HL","4级纯钛","C0702021380500107694","C07020213805001076940000416","08809162700917"]
[23,"J01550001","登腾种植体系统","四级纯钛种植体产品系统","登腾（北京）医疗器械商贸有限公司","登腾株式会社Dentium Co.,Ltd.","修复基台（单牙）","国械注进20153172719","基台","国械注进20153632719","包含注册证下相关部件纯钛或钛合金材质","适用于单牙种植修复基台、材质为纯钛或钛合金","个",120,"736969d1-490b-11ed-9447-b4055d63f15c","9f1fb8ad-90fa-11eb-ace3-fa163e311f19","国械注进20153172719","基台","登腾株式会社Dentium Co.,Ltd.","登腾（北京）医疗器械商贸有限公司","ea96024e-d59f-11ec-9447-b4055d63f15c","基台","AAB154530NL","AAB154530NL","4级纯钛","C0702021380500107694","C07020213805001076940000417","08809772431775"]
[23,"J01550001","登腾种植体系统","四级纯钛种植体产品系统","登腾（北京）医疗器械商贸有限公司","登腾株式会社Dentium Co.,Ltd.","修复基台（单牙）","国械注进20153172719","基台","国械注进20153632719","包含注册证下相关部件纯钛或钛合金材质","适用于单牙种植修复基台、材质为纯钛或钛合金","个",120,"73698108-490b-11ed-9447-b4055d63f15c","9f1fb8ad-90fa-11eb-ace3-fa163e311f19","国械注进20153172719","基台","登腾株式会社Dentium Co.,Ltd.","登腾（北京）医疗器械商贸有限公司","ea96024e-d59f-11ec-9447-b4055d63f15c","基台","AAB254550HL","AAB254550HL","4级纯钛","C0702021380500107694","C07020213805001076940000418","08809772432031"]
[23,"J01550001","登腾种植体系统","四级纯钛种植体产品系统","登腾（北京）医疗器械商贸有限公司","登腾株式会社Dentium Co.,Ltd.","修复基台（单牙）","国械注进20153172719","基台","国械注进20153632719","包含注册证下相关部件纯钛或钛合金材质","适用于单牙种植修复基台、材质为纯钛或钛合金","个",120,"73698e08-490b-11ed-9447-b4055d63f15c","9f1fb8ad-90fa-11eb-ace3-fa163e311f19","国械注进20153172719","基台","登腾株式会社Dentium Co.,Ltd.","登腾（北京）医疗器械商贸有限公司","ea96024e-d59f-11ec-9447-b4055d63f15c","基台","DAB45106HL","DAB45106HL","4级纯钛","C0702021380500107694","C07020213805001076940000419","08809772432413"]
[23,"J01550001","登腾种植体系统","四级纯钛种植体产品系统","登腾（北京）医疗器械商贸有限公司","登腾株式会社Dentium Co.,Ltd.","修复基台（单牙）","国械注进20153172719","基台","国械注进20153632719","包含注册证下相关部件纯钛或钛合金材质","适用于单牙种植修复基台、材质为纯钛或钛合金","个",120,"7369a55f-490b-11ed-9447-b4055d63f15c","9f1fb8ad-90fa-11eb-ace3-fa163e311f19","国械注进20153172719","基台","登腾株式会社Dentium Co.,Ltd.","登腾（北京）医疗器械商贸有限公司","ea96024e-d59f-11ec-9447-b4055d63f15c","基台","AAB156510NL","AAB156510NL","4级纯钛","C0702021380500107694","C07020213805001076940000420","08809772431904"]
[23,"J01550001","登腾种植体系统","四级纯钛种植体产品系统","登腾（北京）医疗器械商贸有限公司","登腾株式会社Dentium Co.,Ltd.","修复基台（单牙）","国械注进20153172719","基台","国械注进20153632719","包含注册证下相关部件纯钛或钛合金材质","适用于单牙种植修复基台、材质为纯钛或钛合金","个",120,"7369b1fe-490b-11ed-9447-b4055d63f15c","9f1fb8ad-90fa-11eb-ace3-fa163e311f19","国械注进20153172719","基台","登腾株式会社Dentium Co.,Ltd.","登腾（北京）医疗器械商贸有限公司","ea96024e-d59f-11ec-9447-b4055d63f15c","基台","DAB4510NL","DAB4510NL","4级纯钛","C0702021380500107694","C07020213805001076940000421","08809162701525"]
[23,"J01550001","登腾种植体系统","四级纯钛种植体产品系统","登腾（北京）医疗器械商贸有限公司","登腾株式会社Dentium Co.,Ltd.","修复基台（单牙）","国械注进20153172719","基台","国械注进20153632719","包含注册证下相关部件纯钛或钛合金材质","适用于单牙种植修复基台、材质为纯钛或钛合金","个",120,"7369bde4-490b-11ed-9447-b4055d63f15c","9f1fb8ad-90fa-11eb-ace3-fa163e311f19","国械注进20153172719","基台","登腾株式会社Dentium Co.,Ltd.","登腾（北京）医疗器械商贸有限公司","ea96024e-d59f-11ec-9447-b4055d63f15c","基台","AAB256520NL","AAB256520NL","4级纯钛","C0702021380500107694","C07020213805001076940000422","08809772432161"]
[23,"J01550001","登腾种植体系统","四级纯钛种植体产品系统","登腾（北京）医疗器械商贸有限公司","登腾株式会社Dentium Co.,Ltd.","修复基台（单牙）","国械注进20153172719","基台","国械注进20153632719","包含注册证下相关部件纯钛或钛合金材质","适用于单牙种植修复基台、材质为纯钛或钛合金","个",120,"7369c962-490b-11ed-9447-b4055d63f15c","9f1fb8ad-90fa-11eb-ace3-fa163e311f19","国械注进20153172719","基台","登腾株式会社Dentium Co.,Ltd.","登腾（北京）医疗器械商贸有限公司","ea96024e-d59f-11ec-9447-b4055d63f15c","基台","DAB65158NL","DAB65158NL","4级纯钛","C0702021380500107694","C07020213805001076940000423","08809162701846"]
[23,"J01550001","登腾种植体系统","四级纯钛种植体产品系统","登腾（北京）医疗器械商贸有限公司","登腾株式会社Dentium Co.,Ltd.","修复基台（单牙）","国械注进20153172719","基台","国械注进20153632719","包含注册证下相关部件纯钛或钛合金材质","适用于单牙种植修复基台、材质为纯钛或钛合金","个",120,"7369ce6c-490b-11ed-9447-b4055d63f15c","9f1fb8ad-90fa-11eb-ace3-fa163e311f19","国械注进20153172719","基台","登腾株式会社Dentium Co.,Ltd.","登腾（北京）医疗器械商贸有限公司","ea96024e-d59f-11ec-9447-b4055d63f15c","基台","AAB155560HL","AAB155560HL","4级纯钛","C0702021380500107694","C07020213805001076940000424","08809772431874"]
[23,"J01550001","登腾种植体系统","四级纯钛种植体产品系统","登腾（北京）医疗器械商贸有限公司","登腾株式会社Dentium Co.,Ltd.","修复基台（单牙）","国械注进20153172719","基台","国械注进20153632719","包含注册证下相关部件纯钛或钛合金材质","适用于单牙种植修复基台、材质为纯钛或钛合金","个",120,"7369d365-490b-11ed-9447-b4055d63f15c","9f1fb8ad-90fa-11eb-ace3-fa163e311f19","国械注进20153172719","基台","登腾株式会社Dentium Co.,Ltd.","登腾（北京）医疗器械商贸有限公司","ea96024e-d59f-11ec-9447-b4055d63f15c","基台","AAB256560HL","AAB256560HL","4级纯钛","C0702021380500107694","C07020213805001076940000425","08809772432239"]
[23,"J01550001","登腾种植体系统","四级纯钛种植体产品系统","登腾（北京）医疗器械商贸有限公司","登腾株式会社Dentium Co.,Ltd.","修复基台（单牙）","国械注进20153172719","基台","国械注进20153632719","包含注册证下相关部件纯钛或钛合金材质","适用于单牙种植修复基台、材质为纯钛或钛合金","个",120,"7369d911-490b-11ed-9447-b4055d63f15c","9f1fb8ad-90fa-11eb-ace3-fa163e311f19","国械注进20153172719","基台","登腾株式会社Dentium Co.,Ltd.","登腾（北京）医疗器械商贸有限公司","ea96024e-d59f-11ec-9447-b4055d63f15c","基台","DAB65108NL","DAB65108NL","4级纯钛","C0702021380500107694","C07020213805001076940000426","08809772432529"]
[23,"J01550001","登腾种植体系统","四级纯钛种植体产品系统","登腾（北京）医疗器械商贸有限公司","登腾株式会社Dentium Co.,Ltd.","修复基台（单牙）","国械注进20153172719","基台","国械注进20153632719","包含注册证下相关部件纯钛或钛合金材质","适用于单牙种植修复基台、材质为纯钛或钛合金","个",120,"7369ed97-490b-11ed-9447-b4055d63f15c","9f1fb8ad-90fa-11eb-ace3-fa163e311f19","国械注进20153172719","基台","登腾株式会社Dentium Co.,Ltd.","登腾（北京）医疗器械商贸有限公司","ea96024e-d59f-11ec-9447-b4055d63f15c","基台","DAB4545NL","DAB4545NL","4级纯钛","C0702021380500107694","C07020213805001076940000427","08809162701624"]
[23,"J01550001","登腾种植体系统","四级纯钛种植体产品系统","登腾（北京）医疗器械商贸有限公司","登腾株式会社Dentium Co.,Ltd.","修复基台（单牙）","国械注进20153172719","基台","国械注进20153632719","包含注册证下相关部件纯钛或钛合金材质","适用于单牙种植修复基台、材质为纯钛或钛合金","个",120,"7369f8df-490b-11ed-9447-b4055d63f15c","9f1fb8ad-90fa-11eb-ace3-fa163e311f19","国械注进20153172719","基台","登腾株式会社Dentium Co.,Ltd.","登腾（北京）医疗器械商贸有限公司","ea96024e-d59f-11ec-9447-b4055d63f15c","基台","AAB155520NL","AAB155520NL","4级纯钛","C0702021380500107694","C07020213805001076940000428","08809162700900"]
[23,"J01550001","登腾种植体系统","四级纯钛种植体产品系统","登腾（北京）医疗器械商贸有限公司","登腾株式会社Dentium Co.,Ltd.","修复基台（单牙）","国械注进20153172719","基台","国械注进20153632719","包含注册证下相关部件纯钛或钛合金材质","适用于单牙种植修复基台、材质为纯钛或钛合金","个",120,"736a03fc-490b-11ed-9447-b4055d63f15c","9f1fb8ad-90fa-11eb-ace3-fa163e311f19","国械注进20153172719","基台","登腾株式会社Dentium Co.,Ltd.","登腾（北京）医疗器械商贸有限公司","ea96024e-d59f-11ec-9447-b4055d63f15c","基台","AAB154550NL","AAB154550NL","4级纯钛","C0702021380500107694","C07020213805001076940000429","08809772431799"]
[23,"J01550001","登腾种植体系统","四级纯钛种植体产品系统","登腾（北京）医疗器械商贸有限公司","登腾株式会社Dentium Co.,Ltd.","修复基台（单牙）","国械注进20153172719","基台","国械注进20153632719","包含注册证下相关部件纯钛或钛合金材质","适用于单牙种植修复基台、材质为纯钛或钛合金","个",120,"736a08a8-490b-11ed-9447-b4055d63f15c","9f1fb8ad-90fa-11eb-ace3-fa163e311f19","国械注进20153172719","基台","登腾株式会社Dentium Co.,Ltd.","登腾（北京）医疗器械商贸有限公司","ea96024e-d59f-11ec-9447-b4055d63f15c","基台","AAB256540NL","AAB256540NL","4级纯钛","C0702021380500107694","C07020213805001076940000430","08809772432208"]
[23,"J01550001","登腾种植体系统","四级纯钛种植体产品系统","登腾（北京）医疗器械商贸有限公司","登腾株式会社Dentium Co.,Ltd.","修复基台（单牙）","国械注进20153172719","基台","国械注进20153632719","包含注册证下相关部件纯钛或钛合金材质","适用于单牙种植修复基台、材质为纯钛或钛合金","个",120,"736a1c42-490b-11ed-9447-b4055d63f15c","9f1fb8ad-90fa-11eb-ace3-fa163e311f19","国械注进20153172719","基台","登腾株式会社Dentium Co.,Ltd.","登腾（北京）医疗器械商贸有限公司","ea96024e-d59f-11ec-9447-b4055d63f15c","基台","DAB6555HL","DAB6555HL","4级纯钛","C0702021380500107694","C07020213805001076940000431","08809162701952"]
[23,"J01550001","登腾种植体系统","四级纯钛种植体产品系统","登腾（北京）医疗器械商贸有限公司","登腾株式会社Dentium Co.,Ltd.","修复基台（单牙）","国械注进20153172719","基台","国械注进20153632719","包含注册证下相关部件纯钛或钛合金材质","适用于单牙种植修复基台、材质为纯钛或钛合金","个",120,"736a24e8-490b-11ed-9447-b4055d63f15c","9f1fb8ad-90fa-11eb-ace3-fa163e311f19","国械注进20153172719","基台","登腾株式会社Dentium Co.,Ltd.","登腾（北京）医疗器械商贸有限公司","ea96024e-d59f-11ec-9447-b4055d63f15c","基台","AAB156540NL","AAB156540NL","4级纯钛","C0702021380500107694","C07020213805001076940000432","08809772431966"]
[23,"J01550001","登腾种植体系统","四级纯钛种植体产品系统","登腾（北京）医疗器械商贸有限公司","登腾株式会社Dentium Co.,Ltd.","修复基台（单牙）","国械注进20153172719","基台","国械注进20153632719","包含注册证下相关部件纯钛或钛合金材质","适用于单牙种植修复基台、材质为纯钛或钛合金","个",120,"736a2995-490b-11ed-9447-b4055d63f15c","9f1fb8ad-90fa-11eb-ace3-fa163e311f19","国械注进20153172719","基台","登腾株式会社Dentium Co.,Ltd.","登腾（北京）医疗器械商贸有限公司","ea96024e-d59f-11ec-9447-b4055d63f15c","基台","AAB255540NL","AAB255540NL","4级纯钛","C0702021380500107694","C07020213805001076940000433","08809162701082"]
[23,"J01550001","登腾种植体系统","四级纯钛种植体产品系统","登腾（北京）医疗器械商贸有限公司","登腾株式会社Dentium Co.,Ltd.","修复基台（单牙）","国械注进20153172719","基台","国械注进20153632719","包含注册证下相关部件纯钛或钛合金材质","适用于单牙种植修复基台、材质为纯钛或钛合金","个",120,"736a2e39-490b-11ed-9447-b4055d63f15c","9f1fb8ad-90fa-11eb-ace3-fa163e311f19","国械注进20153172719","基台","登腾株式会社Dentium Co.,Ltd.","登腾（北京）医疗器械商贸有限公司","ea96024e-d59f-11ec-9447-b4055d63f15c","基台","CAB4535L","CAB4535L","4级纯钛","C0702021380500107694","C07020213805001076940000434","08809162701235"]
[23,"J01550001","登腾种植体系统","四级纯钛种植体产品系统","登腾（北京）医疗器械商贸有限公司","登腾株式会社Dentium Co.,Ltd.","修复基台（单牙）","国械注进20153172719","基台","国械注进20153632719","包含注册证下相关部件纯钛或钛合金材质","适用于单牙种植修复基台、材质为纯钛或钛合金","个",120,"736a3a02-490b-11ed-9447-b4055d63f15c","9f1fb8ad-90fa-11eb-ace3-fa163e311f19","国械注进20153172719","基台","登腾株式会社Dentium Co.,Ltd.","登腾（北京）医疗器械商贸有限公司","ea96024e-d59f-11ec-9447-b4055d63f15c","基台","DAB45206HL","DAB45206HL","4级纯钛","C0702021380500107694","C07020213805001076940000435","08809772432437"]
[23,"J01550001","登腾种植体系统","四级纯钛种植体产品系统","登腾（北京）医疗器械商贸有限公司","登腾株式会社Dentium Co.,Ltd.","修复基台（单牙）","国械注进20153172719","基台","国械注进20153632719","包含注册证下相关部件纯钛或钛合金材质","适用于单牙种植修复基台、材质为纯钛或钛合金","个",120,"736a3ea1-490b-11ed-9447-b4055d63f15c","9f1fb8ad-90fa-11eb-ace3-fa163e311f19","国械注进20153172719","基台","登腾株式会社Dentium Co.,Ltd.","登腾（北京）医疗器械商贸有限公司","ea96024e-d59f-11ec-9447-b4055d63f15c","基台","AAB155510HL","AAB155510HL","4级纯钛","C0702021380500107694","C07020213805001076940000436","08809772431812"]
[23,"J01550001","登腾种植体系统","四级纯钛种植体产品系统","登腾（北京）医疗器械商贸有限公司","登腾株式会社Dentium Co.,Ltd.","修复基台（单牙）","国械注进20153172719","基台","国械注进20153632719","包含注册证下相关部件纯钛或钛合金材质","适用于单牙种植修复基台、材质为纯钛或钛合金","个",120,"736a42c0-490b-11ed-9447-b4055d63f15c","9f1fb8ad-90fa-11eb-ace3-fa163e311f19","国械注进20153172719","基台","登腾株式会社Dentium Co.,Ltd.","登腾（北京）医疗器械商贸有限公司","ea96024e-d59f-11ec-9447-b4055d63f15c","基台","DAB4555HL","DAB4555HL","4级纯钛","C0702021380500107694","C07020213805001076940000437","08809162701631"]
[23,"J01550001","登腾种植体系统","四级纯钛种植体产品系统","登腾（北京）医疗器械商贸有限公司","登腾株式会社Dentium Co.,Ltd.","修复基台（单牙）","国械注进20153172719","基台","国械注进20153632719","包含注册证下相关部件纯钛或钛合金材质","适用于单牙种植修复基台、材质为纯钛或钛合金","个",120,"736a574e-490b-11ed-9447-b4055d63f15c","9f1fb8ad-90fa-11eb-ace3-fa163e311f19","国械注进20153172719","基台","登腾株式会社Dentium Co.,Ltd.","登腾（北京）医疗器械商贸有限公司","ea96024e-d59f-11ec-9447-b4055d63f15c","基台","AAB154560NL","AAB154560NL","4级纯钛","C0702021380500107694","C07020213805001076940000438","08809772431805"]
[23,"J01550001","登腾种植体系统","四级纯钛种植体产品系统","登腾（北京）医疗器械商贸有限公司","登腾株式会社Dentium Co.,Ltd.","修复基台（单牙）","国械注进20153172719","基台","国械注进20153632719","包含注册证下相关部件纯钛或钛合金材质","适用于单牙种植修复基台、材质为纯钛或钛合金","个",120,"736a5be0-490b-11ed-9447-b4055d63f15c","9f1fb8ad-90fa-11eb-ace3-fa163e311f19","国械注进20153172719","基台","登腾株式会社Dentium Co.,Ltd.","登腾（北京）医疗器械商贸有限公司","ea96024e-d59f-11ec-9447-b4055d63f15c","基台","DAB40255NL","DAB40255NL","4级纯钛","C0702021380500107694","C07020213805001076940000439","08809772432383"]
[23,"J01550001","登腾种植体系统","四级纯钛种植体产品系统","登腾（北京）医疗器械商贸有限公司","登腾株式会社Dentium Co.,Ltd.","修复基台（单牙）","国械注进20153172719","基台","国械注进20153632719","包含注册证下相关部件纯钛或钛合金材质","适用于单牙种植修复基台、材质为纯钛或钛合金","个",120,"736a602d-490b-11ed-9447-b4055d63f15c","9f1fb8ad-90fa-11eb-ace3-fa163e311f19","国械注进20153172719","基台","登腾株式会社Dentium Co.,Ltd.","登腾（北京）医疗器械商贸有限公司","ea96024e-d59f-11ec-9447-b4055d63f15c","基台","DAB40105NL","DAB40105NL","4级纯钛","C0702021380500107694","C07020213805001076940000440","08809162701501"]
[23,"J01550001","登腾种植体系统","四级纯钛种植体产品系统","登腾（北京）医疗器械商贸有限公司","登腾株式会社Dentium Co.,Ltd.","修复基台（单牙）","国械注进20153172719","基台","国械注进20153632719","包含注册证下相关部件纯钛或钛合金材质","适用于单牙种植修复基台、材质为纯钛或钛合金","个",120,"736a6b22-490b-11ed-9447-b4055d63f15c","9f1fb8ad-90fa-11eb-ace3-fa163e311f19","国械注进20153172719","基台","登腾株式会社Dentium Co.,Ltd.","登腾（北京）医疗器械商贸有限公司","ea96024e-d59f-11ec-9447-b4055d63f15c","基台","AAB156560HL","AAB156560HL","4级纯钛","C0702021380500107694","C07020213805001076940000441","08809772431997"]
[23,"J01550001","登腾种植体系统","四级纯钛种植体产品系统","登腾（北京）医疗器械商贸有限公司","登腾株式会社Dentium Co.,Ltd.","修复基台（单牙）","国械注进20153172719","基台","国械注进20153632719","包含注册证下相关部件纯钛或钛合金材质","适用于单牙种植修复基台、材质为纯钛或钛合金","个",120,"736a6f74-490b-11ed-9447-b4055d63f15c","9f1fb8ad-90fa-11eb-ace3-fa163e311f19","国械注进20153172719","基台","登腾株式会社Dentium Co.,Ltd.","登腾（北京）医疗器械商贸有限公司","ea96024e-d59f-11ec-9447-b4055d63f15c","基台","AAB255510HL","AAB255510HL","4级纯钛","C0702021380500107694","C07020213805001076940000442","08809162701037"]
[23,"J01550001","登腾种植体系统","四级纯钛种植体产品系统","登腾（北京）医疗器械商贸有限公司","登腾株式会社Dentium Co.,Ltd.","修复基台（单牙）","国械注进20153172719","基台","国械注进20153632719","包含注册证下相关部件纯钛或钛合金材质","适用于单牙种植修复基台、材质为纯钛或钛合金","个",120,"736a73ae-490b-11ed-9447-b4055d63f15c","9f1fb8ad-90fa-11eb-ace3-fa163e311f19","国械注进20153172719","基台","登腾株式会社Dentium Co.,Ltd.","登腾（北京）医疗器械商贸有限公司","ea96024e-d59f-11ec-9447-b4055d63f15c","基台","DAB55157HL","DAB55157HL","4级纯钛","C0702021380500107694","C07020213805001076940000443","08809162701655"]
[23,"J01550001","登腾种植体系统","四级纯钛种植体产品系统","登腾（北京）医疗器械商贸有限公司","登腾株式会社Dentium Co.,Ltd.","修复基台（单牙）","国械注进20153172719","基台","国械注进20153632719","包含注册证下相关部件纯钛或钛合金材质","适用于单牙种植修复基台、材质为纯钛或钛合金","个",120,"736a7f52-490b-11ed-9447-b4055d63f15c","9f1fb8ad-90fa-11eb-ace3-fa163e311f19","国械注进20153172719","基台","登腾株式会社Dentium Co.,Ltd.","登腾（北京）医疗器械商贸有限公司","ea96024e-d59f-11ec-9447-b4055d63f15c","基台","DAB65158HL","DAB65158HL","4级纯钛","C0702021380500107694","C07020213805001076940000444","08809162701839"]
[23,"J01550001","登腾种植体系统","四级纯钛种植体产品系统","登腾（北京）医疗器械商贸有限公司","登腾株式会社Dentium Co.,Ltd.","修复基台（单牙）","国械注进20153172719","基台","国械注进20153632719","包含注册证下相关部件纯钛或钛合金材质","适用于单牙种植修复基台、材质为纯钛或钛合金","个",120,"736a83a1-490b-11ed-9447-b4055d63f15c","9f1fb8ad-90fa-11eb-ace3-fa163e311f19","国械注进20153172719","基台","登腾株式会社Dentium Co.,Ltd.","登腾（北京）医疗器械商贸有限公司","ea96024e-d59f-11ec-9447-b4055d63f15c","基台","DAB45306NL","DAB45306NL","4级纯钛","C0702021380500107694","C07020213805001076940000445","08809772432482"]
[23,"J01550001","登腾种植体系统","四级纯钛种植体产品系统","登腾（北京）医疗器械商贸有限公司","登腾株式会社Dentium Co.,Ltd.","修复基台（单牙）","国械注进20153172719","基台","国械注进20153632719","包含注册证下相关部件纯钛或钛合金材质","适用于单牙种植修复基台、材质为纯钛或钛合金","个",120,"736a87d5-490b-11ed-9447-b4055d63f15c","9f1fb8ad-90fa-11eb-ace3-fa163e311f19","国械注进20153172719","基台","登腾株式会社Dentium Co.,Ltd.","登腾（北京）医疗器械商贸有限公司","ea96024e-d59f-11ec-9447-b4055d63f15c","基台","AAB156520HL","AAB156520HL","4级纯钛","C0702021380500107694","C07020213805001076940000446","08809772431911"]
[23,"J01550001","登腾种植体系统","四级纯钛种植体产品系统","登腾（北京）医疗器械商贸有限公司","登腾株式会社Dentium Co.,Ltd.","修复基台（单牙）","国械注进20153172719","基台","国械注进20153632719","包含注册证下相关部件纯钛或钛合金材质","适用于单牙种植修复基台、材质为纯钛或钛合金","个",120,"736a8c1e-490b-11ed-9447-b4055d63f15c","9f1fb8ad-90fa-11eb-ace3-fa163e311f19","国械注进20153172719","基台","登腾株式会社Dentium Co.,Ltd.","登腾（北京）医疗器械商贸有限公司","ea96024e-d59f-11ec-9447-b4055d63f15c","基台","DAB6545HL","DAB6545HL","4级纯钛","C0702021380500107694","C07020213805001076940000447","08809162701938"]
[23,"J01550001","登腾种植体系统","四级纯钛种植体产品系统","登腾（北京）医疗器械商贸有限公司","登腾株式会社Dentium Co.,Ltd.","修复基台（单牙）","国械注进20153172719","基台","国械注进20153632719","包含注册证下相关部件纯钛或钛合金材质","适用于单牙种植修复基台、材质为纯钛或钛合金","个",120,"736a97b9-490b-11ed-9447-b4055d63f15c","9f1fb8ad-90fa-11eb-ace3-fa163e311f19","国械注进20153172719","基台","登腾株式会社Dentium Co.,Ltd.","登腾（北京）医疗器械商贸有限公司","ea96024e-d59f-11ec-9447-b4055d63f15c","基台","AAB155040N","AAB155040N","4级纯钛","C0702021380500107694","C07020213805001076940000448","08809162700887"]
[23,"J01550001","登腾种植体系统","四级纯钛种植体产品系统","登腾（北京）医疗器械商贸有限公司","登腾株式会社Dentium Co.,Ltd.","修复基台（单牙）","国械注进20153172719","基台","国械注进20153632719","包含注册证下相关部件纯钛或钛合金材质","适用于单牙种植修复基台、材质为纯钛或钛合金","个",120,"736a9c1e-490b-11ed-9447-b4055d63f15c","9f1fb8ad-90fa-11eb-ace3-fa163e311f19","国械注进20153172719","基台","登腾株式会社Dentium Co.,Ltd.","登腾（北京）医疗器械商贸有限公司","ea96024e-d59f-11ec-9447-b4055d63f15c","基台","DAB4525NL","DAB4525NL","4级纯钛","C0702021380500107694","C07020213805001076940000449","08809162701587"]
[23,"J01550001","登腾种植体系统","四级纯钛种植体产品系统","登腾（北京）医疗器械商贸有限公司","登腾株式会社Dentium Co.,Ltd.","修复基台（单牙）","国械注进20153172719","基台","国械注进20153632719","包含注册证下相关部件纯钛或钛合金材质","适用于单牙种植修复基台、材质为纯钛或钛合金","个",120,"736aa12d-490b-11ed-9447-b4055d63f15c","9f1fb8ad-90fa-11eb-ace3-fa163e311f19","国械注进20153172719","基台","登腾株式会社Dentium Co.,Ltd.","登腾（北京）医疗器械商贸有限公司","ea96024e-d59f-11ec-9447-b4055d63f15c","基台","DAB65108HL","DAB65108HL","4级纯钛","C0702021380500107694","C07020213805001076940000450","08809772432512"]
[23,"J01550001","登腾种植体系统","四级纯钛种植体产品系统","登腾（北京）医疗器械商贸有限公司","登腾株式会社Dentium Co.,Ltd.","修复基台（单牙）","国械注进20153172719","基台","国械注进20153632719","包含注册证下相关部件纯钛或钛合金材质","适用于单牙种植修复基台、材质为纯钛或钛合金","个",120,"736aac43-490b-11ed-9447-b4055d63f15c","9f1fb8ad-90fa-11eb-ace3-fa163e311f19","国械注进20153172719","基台","登腾株式会社Dentium Co.,Ltd.","登腾（北京）医疗器械商贸有限公司","ea96024e-d59f-11ec-9447-b4055d63f15c","基台","AAB254520NL","AAB254520NL","4级纯钛","C0702021380500107694","C07020213805001076940000451","08809162700962"]
[23,"J01550001","登腾种植体系统","四级纯钛种植体产品系统","登腾（北京）医疗器械商贸有限公司","登腾株式会社Dentium Co.,Ltd.","修复基台（单牙）","国械注进20153172719","基台","国械注进20153632719","包含注册证下相关部件纯钛或钛合金材质","适用于单牙种植修复基台、材质为纯钛或钛合金","个",120,"736ab0ca-490b-11ed-9447-b4055d63f15c","9f1fb8ad-90fa-11eb-ace3-fa163e311f19","国械注进20153172719","基台","登腾株式会社Dentium Co.,Ltd.","登腾（北京）医疗器械商贸有限公司","ea96024e-d59f-11ec-9447-b4055d63f15c","基台","AAB255540HL","AAB255540HL","4级纯钛","C0702021380500107694","C07020213805001076940000452","08809162701075"]
[23,"J01550001","登腾种植体系统","四级纯钛种植体产品系统","登腾（北京）医疗器械商贸有限公司","登腾株式会社Dentium Co.,Ltd.","修复基台（单牙）","国械注进20153172719","基台","国械注进20153632719","包含注册证下相关部件纯钛或钛合金材质","适用于单牙种植修复基台、材质为纯钛或钛合金","个",120,"736abbda-490b-11ed-9447-b4055d63f15c","9f1fb8ad-90fa-11eb-ace3-fa163e311f19","国械注进20153172719","基台","登腾株式会社Dentium Co.,Ltd.","登腾（北京）医疗器械商贸有限公司","ea96024e-d59f-11ec-9447-b4055d63f15c","基台","AAB256550NL","AAB256550NL","4级纯钛","C0702021380500107694","C07020213805001076940000453","08809772432222"]
[23,"J01550001","登腾种植体系统","四级纯钛种植体产品系统","登腾（北京）医疗器械商贸有限公司","登腾株式会社Dentium Co.,Ltd.","修复基台（单牙）","国械注进20153172719","基台","国械注进20153632719","包含注册证下相关部件纯钛或钛合金材质","适用于单牙种植修复基台、材质为纯钛或钛合金","个",120,"736ac7fb-490b-11ed-9447-b4055d63f15c","9f1fb8ad-90fa-11eb-ace3-fa163e311f19","国械注进20153172719","基台","登腾株式会社Dentium Co.,Ltd.","登腾（北京）医疗器械商贸有限公司","ea96024e-d59f-11ec-9447-b4055d63f15c","基台","DAB40205HL","DAB40205HL","4级纯钛","C0702021380500107694","C07020213805001076940000454","08809772432352"]
[23,"J01550001","登腾种植体系统","四级纯钛种植体产品系统","登腾（北京）医疗器械商贸有限公司","登腾株式会社Dentium Co.,Ltd.","修复基台（单牙）","国械注进20153172719","基台","国械注进20153632719","包含注册证下相关部件纯钛或钛合金材质","适用于单牙种植修复基台、材质为纯钛或钛合金","个",120,"736ad3a1-490b-11ed-9447-b4055d63f15c","9f1fb8ad-90fa-11eb-ace3-fa163e311f19","国械注进20153172719","基台","登腾株式会社Dentium Co.,Ltd.","登腾（北京）医疗器械商贸有限公司","ea96024e-d59f-11ec-9447-b4055d63f15c","基台","DAB55307NL","DAB55307NL","4级纯钛","C0702021380500107694","C07020213805001076940000455","08809162701761"]
[23,"J01550001","登腾种植体系统","四级纯钛种植体产品系统","登腾（北京）医疗器械商贸有限公司","登腾株式会社Dentium Co.,Ltd.","修复基台（单牙）","国械注进20153172719","基台","国械注进20153632719","包含注册证下相关部件纯钛或钛合金材质","适用于单牙种植修复基台、材质为纯钛或钛合金","个",120,"736af75a-490b-11ed-9447-b4055d63f15c","9f1fb8ad-90fa-11eb-ace3-fa163e311f19","国械注进20153172719","基台","登腾株式会社Dentium Co.,Ltd.","登腾（北京）医疗器械商贸有限公司","ea96024e-d59f-11ec-9447-b4055d63f15c","基台","AAB254530NL","AAB254530NL","4级纯钛","C0702021380500107694","C07020213805001076940000456","08809772432024"]
[23,"J01550001","登腾种植体系统","四级纯钛种植体产品系统","登腾（北京）医疗器械商贸有限公司","登腾株式会社Dentium Co.,Ltd.","修复基台（单牙）","国械注进20153172719","基台","国械注进20153632719","包含注册证下相关部件纯钛或钛合金材质","适用于单牙种植修复基台、材质为纯钛或钛合金","个",120,"736b0049-490b-11ed-9447-b4055d63f15c","9f1fb8ad-90fa-11eb-ace3-fa163e311f19","国械注进20153172719","基台","登腾株式会社Dentium Co.,Ltd.","登腾（北京）医疗器械商贸有限公司","ea96024e-d59f-11ec-9447-b4055d63f15c","基台","AAB254530HL","AAB254530HL","4级纯钛","C0702021380500107694","C07020213805001076940000457","08809772432017"]
[23,"J01550001","登腾种植体系统","四级纯钛种植体产品系统","登腾（北京）医疗器械商贸有限公司","登腾株式会社Dentium Co.,Ltd.","修复基台（单牙）","国械注进20153172719","基台","国械注进20153632719","包含注册证下相关部件纯钛或钛合金材质","适用于单牙种植修复基台、材质为纯钛或钛合金","个",120,"736b088c-490b-11ed-9447-b4055d63f15c","9f1fb8ad-90fa-11eb-ace3-fa163e311f19","国械注进20153172719","基台","登腾株式会社Dentium Co.,Ltd.","登腾（北京）医疗器械商贸有限公司","ea96024e-d59f-11ec-9447-b4055d63f15c","基台","AAB154510HL","AAB154510HL","4级纯钛","C0702021380500107694","C07020213805001076940000458","08809772431744"]
[23,"J01550001","登腾种植体系统","四级纯钛种植体产品系统","登腾（北京）医疗器械商贸有限公司","登腾株式会社Dentium Co.,Ltd.","修复基台（单牙）","国械注进20153172719","基台","国械注进20153632719","包含注册证下相关部件纯钛或钛合金材质","适用于单牙种植修复基台、材质为纯钛或钛合金","个",120,"736b10cf-490b-11ed-9447-b4055d63f15c","9f1fb8ad-90fa-11eb-ace3-fa163e311f19","国械注进20153172719","基台","登腾株式会社Dentium Co.,Ltd.","登腾（北京）医疗器械商贸有限公司","ea96024e-d59f-11ec-9447-b4055d63f15c","基台","AAB254520HL","AAB254520HL","4级纯钛","C0702021380500107694","C07020213805001076940000459","08809162700955"]
[23,"J01550001","登腾种植体系统","四级纯钛种植体产品系统","登腾（北京）医疗器械商贸有限公司","登腾株式会社Dentium Co.,Ltd.","修复基台（单牙）","国械注进20153172719","基台","国械注进20153632719","包含注册证下相关部件纯钛或钛合金材质","适用于单牙种植修复基台、材质为纯钛或钛合金","个",120,"736b1596-490b-11ed-9447-b4055d63f15c","9f1fb8ad-90fa-11eb-ace3-fa163e311f19","国械注进20153172719","基台","登腾株式会社Dentium Co.,Ltd.","登腾（北京）医疗器械商贸有限公司","ea96024e-d59f-11ec-9447-b4055d63f15c","基台","CAB4515L","CAB4515L","4级纯钛","C0702021380500107694","C07020213805001076940000460","08809162701198"]
[23,"J01550001","登腾种植体系统","四级纯钛种植体产品系统","登腾（北京）医疗器械商贸有限公司","登腾株式会社Dentium Co.,Ltd.","修复基台（单牙）","国械注进20153172719","基台","国械注进20153632719","包含注册证下相关部件纯钛或钛合金材质","适用于单牙种植修复基台、材质为纯钛或钛合金","个",120,"736b2b4b-490b-11ed-9447-b4055d63f15c","9f1fb8ad-90fa-11eb-ace3-fa163e311f19","国械注进20153172719","基台","登腾株式会社Dentium Co.,Ltd.","登腾（北京）医疗器械商贸有限公司","ea96024e-d59f-11ec-9447-b4055d63f15c","基台","DAB55307HL","DAB55307HL","4级纯钛","C0702021380500107694","C07020213805001076940000461","08809162701754"]
[23,"J01550001","登腾种植体系统","四级纯钛种植体产品系统","登腾（北京）医疗器械商贸有限公司","登腾株式会社Dentium Co.,Ltd.","修复基台（单牙）","国械注进20153172719","基台","国械注进20153632719","包含注册证下相关部件纯钛或钛合金材质","适用于单牙种植修复基台、材质为纯钛或钛合金","个",120,"736b3442-490b-11ed-9447-b4055d63f15c","9f1fb8ad-90fa-11eb-ace3-fa163e311f19","国械注进20153172719","基台","登腾株式会社Dentium Co.,Ltd.","登腾（北京）医疗器械商贸有限公司","ea96024e-d59f-11ec-9447-b4055d63f15c","基台","AAB256510NL","AAB256510NL","4级纯钛","C0702021380500107694","C07020213805001076940000462","08809772432147"]
[23,"J01550001","登腾种植体系统","四级纯钛种植体产品系统","登腾（北京）医疗器械商贸有限公司","登腾株式会社Dentium Co.,Ltd.","修复基台（单牙）","国械注进20153172719","基台","国械注进20153632719","包含注册证下相关部件纯钛或钛合金材质","适用于单牙种植修复基台、材质为纯钛或钛合金","个",120,"736b3cfc-490b-11ed-9447-b4055d63f15c","9f1fb8ad-90fa-11eb-ace3-fa163e311f19","国械注进20153172719","基台","登腾株式会社Dentium Co.,Ltd.","登腾（北京）医疗器械商贸有限公司","ea96024e-d59f-11ec-9447-b4055d63f15c","基台","AAB154540NL","AAB154540NL","4级纯钛","C0702021380500107694","C07020213805001076940000463","08809162700849"]
[23,"J01550001","登腾种植体系统","四级纯钛种植体产品系统","登腾（北京）医疗器械商贸有限公司","登腾株式会社Dentium Co.,Ltd.","修复基台（单牙）","国械注进20153172719","基台","国械注进20153632719","包含注册证下相关部件纯钛或钛合金材质","适用于单牙种植修复基台、材质为纯钛或钛合金","个",120,"736b41a3-490b-11ed-9447-b4055d63f15c","9f1fb8ad-90fa-11eb-ace3-fa163e311f19","国械注进20153172719","基台","登腾株式会社Dentium Co.,Ltd.","登腾（北京）医疗器械商贸有限公司","ea96024e-d59f-11ec-9447-b4055d63f15c","基台","CAB4510L","CAB4510L","4级纯钛","C0702021380500107694","C07020213805001076940000464","08809162701174"]
[23,"J01550001","登腾种植体系统","四级纯钛种植体产品系统","登腾（北京）医疗器械商贸有限公司","登腾株式会社Dentium Co.,Ltd.","修复基台（单牙）","国械注进20153172719","基台","国械注进20153632719","包含注册证下相关部件纯钛或钛合金材质","适用于单牙种植修复基台、材质为纯钛或钛合金","个",120,"736b4612-490b-11ed-9447-b4055d63f15c","9f1fb8ad-90fa-11eb-ace3-fa163e311f19","国械注进20153172719","基台","登腾株式会社Dentium Co.,Ltd.","登腾（北京）医疗器械商贸有限公司","ea96024e-d59f-11ec-9447-b4055d63f15c","基台","AAB255560HL","AAB255560HL","4级纯钛","C0702021380500107694","C07020213805001076940000465","08809772432116"]
[23,"J01550001","登腾种植体系统","四级纯钛种植体产品系统","登腾（北京）医疗器械商贸有限公司","登腾株式会社Dentium Co.,Ltd.","修复基台（单牙）","国械注进20153172719","基台","国械注进20153632719","包含注册证下相关部件纯钛或钛合金材质","适用于单牙种植修复基台、材质为纯钛或钛合金","个",120,"736b4e45-490b-11ed-9447-b4055d63f15c","9f1fb8ad-90fa-11eb-ace3-fa163e311f19","国械注进20153172719","基台","登腾株式会社Dentium Co.,Ltd.","登腾（北京）医疗器械商贸有限公司","ea96024e-d59f-11ec-9447-b4055d63f15c","基台","DAB4555NL","DAB4555NL","4级纯钛","C0702021380500107694","C07020213805001076940000466","08809162701648"]
[23,"J01550001","登腾种植体系统","四级纯钛种植体产品系统","登腾（北京）医疗器械商贸有限公司","登腾株式会社Dentium Co.,Ltd.","修复基台（单牙）","国械注进20153172719","基台","国械注进20153632719","包含注册证下相关部件纯钛或钛合金材质","适用于单牙种植修复基台、材质为纯钛或钛合金","个",120,"736b5a69-490b-11ed-9447-b4055d63f15c","9f1fb8ad-90fa-11eb-ace3-fa163e311f19","国械注进20153172719","基台","登腾株式会社Dentium Co.,Ltd.","登腾（北京）医疗器械商贸有限公司","ea96024e-d59f-11ec-9447-b4055d63f15c","基台","DAB40155NL","DAB40155NL","4级纯钛","C0702021380500107694","C07020213805001076940000467","08809772432345"]
[23,"J01550001","登腾种植体系统","四级纯钛种植体产品系统","登腾（北京）医疗器械商贸有限公司","登腾株式会社Dentium Co.,Ltd.","修复基台（单牙）","国械注进20153172719","基台","国械注进20153632719","包含注册证下相关部件纯钛或钛合金材质","适用于单牙种植修复基台、材质为纯钛或钛合金","个",120,"736b668e-490b-11ed-9447-b4055d63f15c","9f1fb8ad-90fa-11eb-ace3-fa163e311f19","国械注进20153172719","基台","登腾株式会社Dentium Co.,Ltd.","登腾（北京）医疗器械商贸有限公司","ea96024e-d59f-11ec-9447-b4055d63f15c","基台","AAB256550HL","AAB256550HL","4级纯钛","C0702021380500107694","C07020213805001076940000468","08809772432215"]
[23,"J01550001","登腾种植体系统","四级纯钛种植体产品系统","登腾（北京）医疗器械商贸有限公司","登腾株式会社Dentium Co.,Ltd.","修复基台（单牙）","国械注进20153172719","基台","国械注进20153632719","包含注册证下相关部件纯钛或钛合金材质","适用于单牙种植修复基台、材质为纯钛或钛合金","个",120,"736b726b-490b-11ed-9447-b4055d63f15c","9f1fb8ad-90fa-11eb-ace3-fa163e311f19","国械注进20153172719","基台","登腾株式会社Dentium Co.,Ltd.","登腾（北京）医疗器械商贸有限公司","ea96024e-d59f-11ec-9447-b4055d63f15c","基台","DAB45256HL","DAB45256HL","4级纯钛","C0702021380500107694","C07020213805001076940000469","08809772432451"]
[23,"J01550001","登腾种植体系统","四级纯钛种植体产品系统","登腾（北京）医疗器械商贸有限公司","登腾株式会社Dentium Co.,Ltd.","修复基台（单牙）","国械注进20153172719","基台","国械注进20153632719","包含注册证下相关部件纯钛或钛合金材质","适用于单牙种植修复基台、材质为纯钛或钛合金","个",120,"736b80d4-490b-11ed-9447-b4055d63f15c","9f1fb8ad-90fa-11eb-ace3-fa163e311f19","国械注进20153172719","基台","登腾株式会社Dentium Co.,Ltd.","登腾（北京）医疗器械商贸有限公司","ea96024e-d59f-11ec-9447-b4055d63f15c","基台","AAB254560NL","AAB254560NL","4级纯钛","C0702021380500107694","C07020213805001076940000470","08809772432062"]
[23,"J01550001","登腾种植体系统","四级纯钛种植体产品系统","登腾（北京）医疗器械商贸有限公司","登腾株式会社Dentium Co.,Ltd.","修复基台（单牙）","国械注进20153172719","基台","国械注进20153632719","包含注册证下相关部件纯钛或钛合金材质","适用于单牙种植修复基台、材质为纯钛或钛合金","个",120,"736b9c19-490b-11ed-9447-b4055d63f15c","9f1fb8ad-90fa-11eb-ace3-fa163e311f19","国械注进20153172719","基台","登腾株式会社Dentium Co.,Ltd.","登腾（北京）医疗器械商贸有限公司","ea96024e-d59f-11ec-9447-b4055d63f15c","基台","AAB156530HL","AAB156530HL","4级纯钛","C0702021380500107694","C07020213805001076940000471","08809772431935"]
[23,"J01550001","登腾种植体系统","四级纯钛种植体产品系统","登腾（北京）医疗器械商贸有限公司","登腾株式会社Dentium Co.,Ltd.","修复基台（单牙）","国械注进20153172719","基台","国械注进20153632719","包含注册证下相关部件纯钛或钛合金材质","适用于单牙种植修复基台、材质为纯钛或钛合金","个",120,"736ba897-490b-11ed-9447-b4055d63f15c","9f1fb8ad-90fa-11eb-ace3-fa163e311f19","国械注进20153172719","基台","登腾株式会社Dentium Co.,Ltd.","登腾（北京）医疗器械商贸有限公司","ea96024e-d59f-11ec-9447-b4055d63f15c","基台","DAB6555NL","DAB6555NL","4级纯钛","C0702021380500107694","C07020213805001076940000472","08809162701969"]
[23,"J01550001","登腾种植体系统","四级纯钛种植体产品系统","登腾（北京）医疗器械商贸有限公司","登腾株式会社Dentium Co.,Ltd.","修复基台（单牙）","国械注进20153172719","基台","国械注进20153632719","包含注册证下相关部件纯钛或钛合金材质","适用于单牙种植修复基台、材质为纯钛或钛合金","个",120,"736bb570-490b-11ed-9447-b4055d63f15c","9f1fb8ad-90fa-11eb-ace3-fa163e311f19","国械注进20153172719","基台","登腾株式会社Dentium Co.,Ltd.","登腾（北京）医疗器械商贸有限公司","ea96024e-d59f-11ec-9447-b4055d63f15c","基台","AAB154520NL","AAB154520NL","4级纯钛","C0702021380500107694","C07020213805001076940000473","08809162700825"]
[23,"J01550001","登腾种植体系统","四级纯钛种植体产品系统","登腾（北京）医疗器械商贸有限公司","登腾株式会社Dentium Co.,Ltd.","修复基台（单牙）","国械注进20153172719","基台","国械注进20153632719","包含注册证下相关部件纯钛或钛合金材质","适用于单牙种植修复基台、材质为纯钛或钛合金","个",120,"736bc1e6-490b-11ed-9447-b4055d63f15c","9f1fb8ad-90fa-11eb-ace3-fa163e311f19","国械注进20153172719","基台","登腾株式会社Dentium Co.,Ltd.","登腾（北京）医疗器械商贸有限公司","ea96024e-d59f-11ec-9447-b4055d63f15c","基台","AAB255550NL","AAB255550NL","4级纯钛","C0702021380500107694","C07020213805001076940000474","08809772432109"]
[23,"J01550001","登腾种植体系统","四级纯钛种植体产品系统","登腾（北京）医疗器械商贸有限公司","登腾株式会社Dentium Co.,Ltd.","修复基台（单牙）","国械注进20153172719","基台","国械注进20153632719","包含注册证下相关部件纯钛或钛合金材质","适用于单牙种植修复基台、材质为纯钛或钛合金","个",120,"736bc673-490b-11ed-9447-b4055d63f15c","9f1fb8ad-90fa-11eb-ace3-fa163e311f19","国械注进20153172719","基台","登腾株式会社Dentium Co.,Ltd.","登腾（北京）医疗器械商贸有限公司","ea96024e-d59f-11ec-9447-b4055d63f15c","基台","AAB154530HL","AAB154530HL","4级纯钛","C0702021380500107694","C07020213805001076940000475","08809772431768"]
[23,"J01550001","登腾种植体系统","四级纯钛种植体产品系统","登腾（北京）医疗器械商贸有限公司","登腾株式会社Dentium Co.,Ltd.","修复基台（单牙）","国械注进20153172719","基台","国械注进20153632719","包含注册证下相关部件纯钛或钛合金材质","适用于单牙种植修复基台、材质为纯钛或钛合金","个",120,"736bcadb-490b-11ed-9447-b4055d63f15c","9f1fb8ad-90fa-11eb-ace3-fa163e311f19","国械注进20153172719","基台","登腾株式会社Dentium Co.,Ltd.","登腾（北京）医疗器械商贸有限公司","ea96024e-d59f-11ec-9447-b4055d63f15c","基台","AAB255520NL","AAB255520NL","4级纯钛","C0702021380500107694","C07020213805001076940000476","08809162701068"]
[23,"J01550001","登腾种植体系统","四级纯钛种植体产品系统","登腾（北京）医疗器械商贸有限公司","登腾株式会社Dentium Co.,Ltd.","修复基台（单牙）","国械注进20153172719","基台","国械注进20153632719","包含注册证下相关部件纯钛或钛合金材质","适用于单牙种植修复基台、材质为纯钛或钛合金","个",120,"736bcf6d-490b-11ed-9447-b4055d63f15c","9f1fb8ad-90fa-11eb-ace3-fa163e311f19","国械注进20153172719","基台","登腾株式会社Dentium Co.,Ltd.","登腾（北京）医疗器械商贸有限公司","ea96024e-d59f-11ec-9447-b4055d63f15c","基台","AAB255550HL","AAB255550HL","4级纯钛","C0702021380500107694","C07020213805001076940000477","08809772432093"]
[23,"J01550001","登腾种植体系统","四级纯钛种植体产品系统","登腾（北京）医疗器械商贸有限公司","登腾株式会社Dentium Co.,Ltd.","修复基台（单牙）","国械注进20153172719","基台","国械注进20153632719","包含注册证下相关部件纯钛或钛合金材质","适用于单牙种植修复基台、材质为纯钛或钛合金","个",120,"736bdef6-490b-11ed-9447-b4055d63f15c","9f1fb8ad-90fa-11eb-ace3-fa163e311f19","国械注进20153172719","基台","登腾株式会社Dentium Co.,Ltd.","登腾（北京）医疗器械商贸有限公司","ea96024e-d59f-11ec-9447-b4055d63f15c","基台","AAB155540NL","AAB155540NL","4级纯钛","C0702021380500107694","C07020213805001076940000478","08809162700924"]
[23,"J01550001","登腾种植体系统","四级纯钛种植体产品系统","登腾（北京）医疗器械商贸有限公司","登腾株式会社Dentium Co.,Ltd.","修复基台（单牙）","国械注进20153172719","基台","国械注进20153632719","包含注册证下相关部件纯钛或钛合金材质","适用于单牙种植修复基台、材质为纯钛或钛合金","个",120,"736be39e-490b-11ed-9447-b4055d63f15c","9f1fb8ad-90fa-11eb-ace3-fa163e311f19","国械注进20153172719","基台","登腾株式会社Dentium Co.,Ltd.","登腾（北京）医疗器械商贸有限公司","ea96024e-d59f-11ec-9447-b4055d63f15c","基台","AAB154520HL","AAB154520HL","4级纯钛","C0702021380500107694","C07020213805001076940000479","08809162700818"]
[23,"J01550001","登腾种植体系统","四级纯钛种植体产品系统","登腾（北京）医疗器械商贸有限公司","登腾株式会社Dentium Co.,Ltd.","修复基台（单牙）","国械注进20153172719","基台","国械注进20153632719","包含注册证下相关部件纯钛或钛合金材质","适用于单牙种植修复基台、材质为纯钛或钛合金","个",120,"736be828-490b-11ed-9447-b4055d63f15c","9f1fb8ad-90fa-11eb-ace3-fa163e311f19","国械注进20153172719","基台","登腾株式会社Dentium Co.,Ltd.","登腾（北京）医疗器械商贸有限公司","ea96024e-d59f-11ec-9447-b4055d63f15c","基台","DAB55107HL","DAB55107HL","4级纯钛","C0702021380500107694","C07020213805001076940000480","08809772432499"]
[23,"J01550001","登腾种植体系统","四级纯钛种植体产品系统","登腾（北京）医疗器械商贸有限公司","登腾株式会社Dentium Co.,Ltd.","修复基台（单牙）","国械注进20153172719","基台","国械注进20153632719","包含注册证下相关部件纯钛或钛合金材质","适用于单牙种植修复基台、材质为纯钛或钛合金","个",120,"736bf432-490b-11ed-9447-b4055d63f15c","9f1fb8ad-90fa-11eb-ace3-fa163e311f19","国械注进20153172719","基台","登腾株式会社Dentium Co.,Ltd.","登腾（北京）医疗器械商贸有限公司","ea96024e-d59f-11ec-9447-b4055d63f15c","基台","DAB6535NL","DAB6535NL","4级纯钛","C0702021380500107694","C07020213805001076940000481","08809162701921"]
[23,"J01550001","登腾种植体系统","四级纯钛种植体产品系统","登腾（北京）医疗器械商贸有限公司","登腾株式会社Dentium Co.,Ltd.","修复基台（单牙）","国械注进20153172719","基台","国械注进20153632719","包含注册证下相关部件纯钛或钛合金材质","适用于单牙种植修复基台、材质为纯钛或钛合金","个",120,"736c0c6b-490b-11ed-9447-b4055d63f15c","9f1fb8ad-90fa-11eb-ace3-fa163e311f19","国械注进20153172719","基台","登腾株式会社Dentium Co.,Ltd.","登腾（北京）医疗器械商贸有限公司","ea96024e-d59f-11ec-9447-b4055d63f15c","基台","DAB40105HL","DAB40105HL","4级纯钛","C0702021380500107694","C07020213805001076940000482","08809162701495"]
[23,"J01550001","登腾种植体系统","四级纯钛种植体产品系统","登腾（北京）医疗器械商贸有限公司","登腾株式会社Dentium Co.,Ltd.","修复基台（单牙）","国械注进20153172719","基台","国械注进20153632719","包含注册证下相关部件纯钛或钛合金材质","适用于单牙种植修复基台、材质为纯钛或钛合金","个",120,"736c1903-490b-11ed-9447-b4055d63f15c","9f1fb8ad-90fa-11eb-ace3-fa163e311f19","国械注进20153172719","基台","登腾株式会社Dentium Co.,Ltd.","登腾（北京）医疗器械商贸有限公司","ea96024e-d59f-11ec-9447-b4055d63f15c","基台","AAB255020N","AAB255020N","4级纯钛","C0702021380500107694","C07020213805001076940000483","08809162701006"]
[23,"J01550001","登腾种植体系统","四级纯钛种植体产品系统","登腾（北京）医疗器械商贸有限公司","登腾株式会社Dentium Co.,Ltd.","修复基台（单牙）","国械注进20153172719","基台","国械注进20153632719","包含注册证下相关部件纯钛或钛合金材质","适用于单牙种植修复基台、材质为纯钛或钛合金","个",120,"736c2e37-490b-11ed-9447-b4055d63f15c","9f1fb8ad-90fa-11eb-ace3-fa163e311f19","国械注进20153172719","基台","登腾株式会社Dentium Co.,Ltd.","登腾（北京）医疗器械商贸有限公司","ea96024e-d59f-11ec-9447-b4055d63f15c","基台","AAB256520HL","AAB256520HL","4级纯钛","C0702021380500107694","C07020213805001076940000484","08809772432154"]
[23,"J01550001","登腾种植体系统","四级纯钛种植体产品系统","登腾（北京）医疗器械商贸有限公司","登腾株式会社Dentium Co.,Ltd.","修复基台（单牙）","国械注进20153172719","基台","国械注进20153632719","包含注册证下相关部件纯钛或钛合金材质","适用于单牙种植修复基台、材质为纯钛或钛合金","个",120,"736c3a39-490b-11ed-9447-b4055d63f15c","9f1fb8ad-90fa-11eb-ace3-fa163e311f19","国械注进20153172719","基台","登腾株式会社Dentium Co.,Ltd.","登腾（北京）医疗器械商贸有限公司","ea96024e-d59f-11ec-9447-b4055d63f15c","基台","AAB255040H","AAB255040H","4级纯钛","C0702021380500107694","C07020213805001076940000485","08809162701013"]
[23,"J01550001","登腾种植体系统","四级纯钛种植体产品系统","登腾（北京）医疗器械商贸有限公司","登腾株式会社Dentium Co.,Ltd.","修复基台（单牙）","国械注进20153172719","基台","国械注进20153632719","包含注册证下相关部件纯钛或钛合金材质","适用于单牙种植修复基台、材质为纯钛或钛合金","个",120,"736c45fd-490b-11ed-9447-b4055d63f15c","9f1fb8ad-90fa-11eb-ace3-fa163e311f19","国械注进20153172719","基台","登腾株式会社Dentium Co.,Ltd.","登腾（北京）医疗器械商贸有限公司","ea96024e-d59f-11ec-9447-b4055d63f15c","基台","DAB6515HL","DAB6515HL","4级纯钛","C0702021380500107694","C07020213805001076940000486","08809162701853"]
[23,"J01550001","登腾种植体系统","四级纯钛种植体产品系统","登腾（北京）医疗器械商贸有限公司","登腾株式会社Dentium Co.,Ltd.","修复基台（单牙）","国械注进20153172719","基台","国械注进20153632719","包含注册证下相关部件纯钛或钛合金材质","适用于单牙种植修复基台、材质为纯钛或钛合金","个",120,"736c5216-490b-11ed-9447-b4055d63f15c","9f1fb8ad-90fa-11eb-ace3-fa163e311f19","国械注进20153172719","基台","登腾株式会社Dentium Co.,Ltd.","登腾（北京）医疗器械商贸有限公司","ea96024e-d59f-11ec-9447-b4055d63f15c","基台","DAB45306HL","DAB45306HL","4级纯钛","C0702021380500107694","C07020213805001076940000487","08809772432475"]
[23,"J01550001","登腾种植体系统","四级纯钛种植体产品系统","登腾（北京）医疗器械商贸有限公司","登腾株式会社Dentium Co.,Ltd.","修复基台（单牙）","国械注进20153172719","基台","国械注进20153632719","包含注册证下相关部件纯钛或钛合金材质","适用于单牙种植修复基台、材质为纯钛或钛合金","个",120,"736c5e63-490b-11ed-9447-b4055d63f15c","9f1fb8ad-90fa-11eb-ace3-fa163e311f19","国械注进20153172719","基台","登腾株式会社Dentium Co.,Ltd.","登腾（北京）医疗器械商贸有限公司","ea96024e-d59f-11ec-9447-b4055d63f15c","基台","AAB254510HL","AAB254510HL","4级纯钛","C0702021380500107694","C07020213805001076940000488","08809162700931"]
[23,"J01550001","登腾种植体系统","四级纯钛种植体产品系统","登腾（北京）医疗器械商贸有限公司","登腾株式会社Dentium Co.,Ltd.","修复基台（单牙）","国械注进20153172719","基台","国械注进20153632719","包含注册证下相关部件纯钛或钛合金材质","适用于单牙种植修复基台、材质为纯钛或钛合金","个",120,"736c71c6-490b-11ed-9447-b4055d63f15c","9f1fb8ad-90fa-11eb-ace3-fa163e311f19","国械注进20153172719","基台","登腾株式会社Dentium Co.,Ltd.","登腾（北京）医疗器械商贸有限公司","ea96024e-d59f-11ec-9447-b4055d63f15c","基台","DAB65208NL","DAB65208NL","4级纯钛","C0702021380500107694","C07020213805001076940000489","08809772432543"]
[23,"J01550001","登腾种植体系统","四级纯钛种植体产品系统","登腾（北京）医疗器械商贸有限公司","登腾株式会社Dentium Co.,Ltd.","修复基台（单牙）","国械注进20153172719","基台","国械注进20153632719","包含注册证下相关部件纯钛或钛合金材质","适用于单牙种植修复基台、材质为纯钛或钛合金","个",120,"736c7d26-490b-11ed-9447-b4055d63f15c","9f1fb8ad-90fa-11eb-ace3-fa163e311f19","国械注进20153172719","基台","登腾株式会社Dentium Co.,Ltd.","登腾（北京）医疗器械商贸有限公司","ea96024e-d59f-11ec-9447-b4055d63f15c","基台","AAB254540NL","AAB254540NL","4级纯钛","C0702021380500107694","C07020213805001076940000490","08809162700986"]
[23,"J01550001","登腾种植体系统","四级纯钛种植体产品系统","登腾（北京）医疗器械商贸有限公司","登腾株式会社Dentium Co.,Ltd.","修复基台（单牙）","国械注进20153172719","基台","国械注进20153632719","包含注册证下相关部件纯钛或钛合金材质","适用于单牙种植修复基台、材质为纯钛或钛合金","个",120,"736c88b2-490b-11ed-9447-b4055d63f15c","9f1fb8ad-90fa-11eb-ace3-fa163e311f19","国械注进20153172719","基台","登腾株式会社Dentium Co.,Ltd.","登腾（北京）医疗器械商贸有限公司","ea96024e-d59f-11ec-9447-b4055d63f15c","基台","DAB55207NL","DAB55207NL","4级纯钛","C0702021380500107694","C07020213805001076940000491","08809162701709"]
[23,"J01550001","登腾种植体系统","四级纯钛种植体产品系统","登腾（北京）医疗器械商贸有限公司","登腾株式会社Dentium Co.,Ltd.","修复基台（单牙）","国械注进20153172719","基台","国械注进20153632719","包含注册证下相关部件纯钛或钛合金材质","适用于单牙种植修复基台、材质为纯钛或钛合金","个",120,"736c8db1-490b-11ed-9447-b4055d63f15c","9f1fb8ad-90fa-11eb-ace3-fa163e311f19","国械注进20153172719","基台","登腾株式会社Dentium Co.,Ltd.","登腾（北京）医疗器械商贸有限公司","ea96024e-d59f-11ec-9447-b4055d63f15c","基台","DAB6545NL","DAB6545NL","4级纯钛","C0702021380500107694","C07020213805001076940000492","08809162701945"]
[23,"J01550001","登腾种植体系统","四级纯钛种植体产品系统","登腾（北京）医疗器械商贸有限公司","登腾株式会社Dentium Co.,Ltd.","修复基台（单牙）","国械注进20153172719","基台","国械注进20153632719","包含注册证下相关部件纯钛或钛合金材质","适用于单牙种植修复基台、材质为纯钛或钛合金","个",120,"736c991b-490b-11ed-9447-b4055d63f15c","9f1fb8ad-90fa-11eb-ace3-fa163e311f19","国械注进20153172719","基台","登腾株式会社Dentium Co.,Ltd.","登腾（北京）医疗器械商贸有限公司","ea96024e-d59f-11ec-9447-b4055d63f15c","基台","AAB256530NL","AAB256530NL","4级纯钛","C0702021380500107694","C07020213805001076940000493","08809772432185"]
[23,"J01550001","登腾种植体系统","四级纯钛种植体产品系统","登腾（北京）医疗器械商贸有限公司","登腾株式会社Dentium Co.,Ltd.","修复基台（单牙）","国械注进20153172719","基台","国械注进20153632719","包含注册证下相关部件纯钛或钛合金材质","适用于单牙种植修复基台、材质为纯钛或钛合金","个",120,"736cad13-490b-11ed-9447-b4055d63f15c","9f1fb8ad-90fa-11eb-ace3-fa163e311f19","国械注进20153172719","基台","登腾株式会社Dentium Co.,Ltd.","登腾（北京）医疗器械商贸有限公司","ea96024e-d59f-11ec-9447-b4055d63f15c","基台","DAB55157NL","DAB55157NL","4级纯钛","C0702021380500107694","C07020213805001076940000494","08809162701662"]
[23,"J01550001","登腾种植体系统","四级纯钛种植体产品系统","登腾（北京）医疗器械商贸有限公司","登腾株式会社Dentium Co.,Ltd.","修复基台（单牙）","国械注进20153172719","基台","国械注进20153632719","包含注册证下相关部件纯钛或钛合金材质","适用于单牙种植修复基台、材质为纯钛或钛合金","个",120,"736cb1a7-490b-11ed-9447-b4055d63f15c","9f1fb8ad-90fa-11eb-ace3-fa163e311f19","国械注进20153172719","基台","登腾株式会社Dentium Co.,Ltd.","登腾（北京）医疗器械商贸有限公司","ea96024e-d59f-11ec-9447-b4055d63f15c","基台","AAB256560NL","AAB256560NL","4级纯钛","C0702021380500107694","C07020213805001076940000495","08809772432246"]
[23,"J01550001","登腾种植体系统","四级纯钛种植体产品系统","登腾（北京）医疗器械商贸有限公司","登腾株式会社Dentium Co.,Ltd.","修复基台（单牙）","国械注进20153172719","基台","国械注进20153632719","包含注册证下相关部件纯钛或钛合金材质","适用于单牙种植修复基台、材质为纯钛或钛合金","个",120,"736cb5ed-490b-11ed-9447-b4055d63f15c","9f1fb8ad-90fa-11eb-ace3-fa163e311f19","国械注进20153172719","基台","登腾株式会社Dentium Co.,Ltd.","登腾（北京）医疗器械商贸有限公司","ea96024e-d59f-11ec-9447-b4055d63f15c","基台","DAB65258NL","DAB65258NL","4级纯钛","C0702021380500107694","C07020213805001076940000496","08809162701884"]
[23,"J01550001","登腾种植体系统","四级纯钛种植体产品系统","登腾（北京）医疗器械商贸有限公司","登腾株式会社Dentium Co.,Ltd.","修复基台（单牙）","国械注进20153172719","基台","国械注进20153632719","包含注册证下相关部件纯钛或钛合金材质","适用于单牙种植修复基台、材质为纯钛或钛合金","个",120,"736cc114-490b-11ed-9447-b4055d63f15c","9f1fb8ad-90fa-11eb-ace3-fa163e311f19","国械注进20153172719","基台","登腾株式会社Dentium Co.,Ltd.","登腾（北京）医疗器械商贸有限公司","ea96024e-d59f-11ec-9447-b4055d63f15c","基台","DAB4515NL","DAB4515NL","4级纯钛","C0702021380500107694","C07020213805001076940000497","08809162701563"]
[23,"J01550001","登腾种植体系统","四级纯钛种植体产品系统","登腾（北京）医疗器械商贸有限公司","登腾株式会社Dentium Co.,Ltd.","修复基台（单牙）","国械注进20153172719","基台","国械注进20153632719","包含注册证下相关部件纯钛或钛合金材质","适用于单牙种植修复基台、材质为纯钛或钛合金","个",120,"736cc612-490b-11ed-9447-b4055d63f15c","9f1fb8ad-90fa-11eb-ace3-fa163e311f19","国械注进20153172719","基台","登腾株式会社Dentium Co.,Ltd.","登腾（北京）医疗器械商贸有限公司","ea96024e-d59f-11ec-9447-b4055d63f15c","基台","DAB65208HL","DAB65208HL","4级纯钛","C0702021380500107694","C07020213805001076940000498","08809772432536"]
[23,"J01550001","登腾种植体系统","四级纯钛种植体产品系统","登腾（北京）医疗器械商贸有限公司","登腾株式会社Dentium Co.,Ltd.","修复基台（单牙）","国械注进20153172719","基台","国械注进20153632719","包含注册证下相关部件纯钛或钛合金材质","适用于单牙种植修复基台、材质为纯钛或钛合金","个",120,"736cca56-490b-11ed-9447-b4055d63f15c","9f1fb8ad-90fa-11eb-ace3-fa163e311f19","国械注进20153172719","基台","登腾株式会社Dentium Co.,Ltd.","登腾（北京）医疗器械商贸有限公司","ea96024e-d59f-11ec-9447-b4055d63f15c","基台","DAB4525HL","DAB4525HL","4级纯钛","C0702021380500107694","C07020213805001076940000499","08809162701570"]
[23,"J01550001","登腾种植体系统","四级纯钛种植体产品系统","登腾（北京）医疗器械商贸有限公司","登腾株式会社Dentium Co.,Ltd.","修复基台（单牙）","国械注进20153172719","基台","国械注进20153632719","包含注册证下相关部件纯钛或钛合金材质","适用于单牙种植修复基台、材质为纯钛或钛合金","个",120,"736cd627-490b-11ed-9447-b4055d63f15c","9f1fb8ad-90fa-11eb-ace3-fa163e311f19","国械注进20153172719","基台","登腾株式会社Dentium Co.,Ltd.","登腾（北京）医疗器械商贸有限公司","ea96024e-d59f-11ec-9447-b4055d63f15c","基台","AAB155520HL","AAB155520HL","4级纯钛","C0702021380500107694","C07020213805001076940000500","08809162700894"]
[23,"J01550001","登腾种植体系统","四级纯钛种植体产品系统","登腾（北京）医疗器械商贸有限公司","登腾株式会社Dentium Co.,Ltd.","修复基台（单牙）","国械注进20153172719","基台","国械注进20153632719","包含注册证下相关部件纯钛或钛合金材质","适用于单牙种植修复基台、材质为纯钛或钛合金","个",120,"736cdc77-490b-11ed-9447-b4055d63f15c","9f1fb8ad-90fa-11eb-ace3-fa163e311f19","国械注进20153172719","基台","登腾株式会社Dentium Co.,Ltd.","登腾（北京）医疗器械商贸有限公司","ea96024e-d59f-11ec-9447-b4055d63f15c","基台","AAB155550HL","AAB155550HL","4级纯钛","C0702021380500107694","C07020213805001076940000501","08809772431850"]
[23,"J01550001","登腾种植体系统","四级纯钛种植体产品系统","登腾（北京）医疗器械商贸有限公司","登腾株式会社Dentium Co.,Ltd.","修复基台（单牙）","国械注进20153172719","基台","国械注进20153632719","包含注册证下相关部件纯钛或钛合金材质","适用于单牙种植修复基台、材质为纯钛或钛合金","个",120,"736ce879-490b-11ed-9447-b4055d63f15c","9f1fb8ad-90fa-11eb-ace3-fa163e311f19","国械注进20153172719","基台","登腾株式会社Dentium Co.,Ltd.","登腾（北京）医疗器械商贸有限公司","ea96024e-d59f-11ec-9447-b4055d63f15c","基台","AAB254560HL","AAB254560HL","4级纯钛","C0702021380500107694","C07020213805001076940000502","08809772432055"]
[23,"J01550001","登腾种植体系统","四级纯钛种植体产品系统","登腾（北京）医疗器械商贸有限公司","登腾株式会社Dentium Co.,Ltd.","修复基台（单牙）","国械注进20153172719","基台","国械注进20153632719","包含注册证下相关部件纯钛或钛合金材质","适用于单牙种植修复基台、材质为纯钛或钛合金","个",120,"736cecc6-490b-11ed-9447-b4055d63f15c","9f1fb8ad-90fa-11eb-ace3-fa163e311f19","国械注进20153172719","基台","登腾株式会社Dentium Co.,Ltd.","登腾（北京）医疗器械商贸有限公司","ea96024e-d59f-11ec-9447-b4055d63f15c","基台","DAB55107NL","DAB55107NL","4级纯钛","C0702021380500107694","C07020213805001076940000503","08809772432505"]
[23,"J01550001","登腾种植体系统","四级纯钛种植体产品系统","登腾（北京）医疗器械商贸有限公司","登腾株式会社Dentium Co.,Ltd.","修复基台（单牙）","国械注进20153172719","基台","国械注进20153632719","包含注册证下相关部件纯钛或钛合金材质","适用于单牙种植修复基台、材质为纯钛或钛合金","个",120,"736cf0f4-490b-11ed-9447-b4055d63f15c","9f1fb8ad-90fa-11eb-ace3-fa163e311f19","国械注进20153172719","基台","登腾株式会社Dentium Co.,Ltd.","登腾（北京）医疗器械商贸有限公司","ea96024e-d59f-11ec-9447-b4055d63f15c","基台","DAB4535HL","DAB4535HL","4级纯钛","C0702021380500107694","C07020213805001076940000504","08809162701594"]
[23,"J01550001","登腾种植体系统","四级纯钛种植体产品系统","登腾（北京）医疗器械商贸有限公司","登腾株式会社Dentium Co.,Ltd.","修复基台（单牙）","国械注进20153172719","基台","国械注进20153632719","包含注册证下相关部件纯钛或钛合金材质","适用于单牙种植修复基台、材质为纯钛或钛合金","个",120,"736cfc6e-490b-11ed-9447-b4055d63f15c","9f1fb8ad-90fa-11eb-ace3-fa163e311f19","国械注进20153172719","基台","登腾株式会社Dentium Co.,Ltd.","登腾（北京）医疗器械商贸有限公司","ea96024e-d59f-11ec-9447-b4055d63f15c","基台","DAB40205NL","DAB40205NL","4级纯钛","C0702021380500107694","C07020213805001076940000505","08809772432369"]
[23,"J01550001","登腾种植体系统","四级纯钛种植体产品系统","登腾（北京）医疗器械商贸有限公司","登腾株式会社Dentium Co.,Ltd.","修复基台（单牙）","国械注进20153172719","基台","国械注进20153632719","包含注册证下相关部件纯钛或钛合金材质","适用于单牙种植修复基台、材质为纯钛或钛合金","个",120,"736d0087-490b-11ed-9447-b4055d63f15c","9f1fb8ad-90fa-11eb-ace3-fa163e311f19","国械注进20153172719","基台","登腾株式会社Dentium Co.,Ltd.","登腾（北京）医疗器械商贸有限公司","ea96024e-d59f-11ec-9447-b4055d63f15c","基台","AAB154560HL","AAB154560HL","4级纯钛","C0702021380500107694","C07020213805001076940000506","08809460309997"]
[23,"J01550001","登腾种植体系统","四级纯钛种植体产品系统","登腾（北京）医疗器械商贸有限公司","登腾株式会社Dentium Co.,Ltd.","修复基台（单牙）","国械注进20153172719","基台","国械注进20153632719","包含注册证下相关部件纯钛或钛合金材质","适用于单牙种植修复基台、材质为纯钛或钛合金","个",120,"736d04ce-490b-11ed-9447-b4055d63f15c","9f1fb8ad-90fa-11eb-ace3-fa163e311f19","国械注进20153172719","基台","登腾株式会社Dentium Co.,Ltd.","登腾（北京）医疗器械商贸有限公司","ea96024e-d59f-11ec-9447-b4055d63f15c","基台","CAB4545L","CAB4545L","4级纯钛","C0702021380500107694","C07020213805001076940000507","08809162701259"]
[23,"J01550001","登腾种植体系统","四级纯钛种植体产品系统","登腾（北京）医疗器械商贸有限公司","登腾株式会社Dentium Co.,Ltd.","修复基台（单牙）","国械注进20153172719","基台","国械注进20153632719","包含注册证下相关部件纯钛或钛合金材质","适用于单牙种植修复基台、材质为纯钛或钛合金","个",120,"736d091d-490b-11ed-9447-b4055d63f15c","9f1fb8ad-90fa-11eb-ace3-fa163e311f19","国械注进20153172719","基台","登腾株式会社Dentium Co.,Ltd.","登腾（北京）医疗器械商贸有限公司","ea96024e-d59f-11ec-9447-b4055d63f15c","基台","DAB6525NL","DAB6525NL","4级纯钛","C0702021380500107694","C07020213805001076940000508","08809162701907"]
[23,"J01550001","登腾种植体系统","四级纯钛种植体产品系统","登腾（北京）医疗器械商贸有限公司","登腾株式会社Dentium Co.,Ltd.","修复基台（单牙）","国械注进20153172719","基台","国械注进20153632719","包含注册证下相关部件纯钛或钛合金材质","适用于单牙种植修复基台、材质为纯钛或钛合金","个",120,"736d11a1-490b-11ed-9447-b4055d63f15c","9f1fb8ad-90fa-11eb-ace3-fa163e311f19","国械注进20153172719","基台","登腾株式会社Dentium Co.,Ltd.","登腾（北京）医疗器械商贸有限公司","ea96024e-d59f-11ec-9447-b4055d63f15c","基台","AAB156530NL","AAB156530NL","4级纯钛","C0702021380500107694","C07020213805001076940000509","08809772431942"]
[23,"J01550001","登腾种植体系统","四级纯钛种植体产品系统","登腾（北京）医疗器械商贸有限公司","登腾株式会社Dentium Co.,Ltd.","修复基台（单牙）","国械注进20153172719","基台","国械注进20153632719","包含注册证下相关部件纯钛或钛合金材质","适用于单牙种植修复基台、材质为纯钛或钛合金","个",120,"736d1635-490b-11ed-9447-b4055d63f15c","9f1fb8ad-90fa-11eb-ace3-fa163e311f19","国械注进20153172719","基台","登腾株式会社Dentium Co.,Ltd.","登腾（北京）医疗器械商贸有限公司","ea96024e-d59f-11ec-9447-b4055d63f15c","基台","AAB255530HL","AAB255530HL","4级纯钛","C0702021380500107694","C07020213805001076940000510","08809772432079"]
[23,"J01550001","登腾种植体系统","四级纯钛种植体产品系统","登腾（北京）医疗器械商贸有限公司","登腾株式会社Dentium Co.,Ltd.","修复基台（单牙）","国械注进20153172719","基台","国械注进20153632719","包含注册证下相关部件纯钛或钛合金材质","适用于单牙种植修复基台、材质为纯钛或钛合金","个",120,"736d235b-490b-11ed-9447-b4055d63f15c","9f1fb8ad-90fa-11eb-ace3-fa163e311f19","国械注进20153172719","基台","登腾株式会社Dentium Co.,Ltd.","登腾（北京）医疗器械商贸有限公司","ea96024e-d59f-11ec-9447-b4055d63f15c","基台","DAB4535NL","DAB4535NL","4级纯钛","C0702021380500107694","C07020213805001076940000511","08809162701600"]
[23,"J01550001","登腾种植体系统","四级纯钛种植体产品系统","登腾（北京）医疗器械商贸有限公司","登腾株式会社Dentium Co.,Ltd.","修复基台（单牙）","国械注进20153172719","基台","国械注进20153632719","包含注册证下相关部件纯钛或钛合金材质","适用于单牙种植修复基台、材质为纯钛或钛合金","个",120,"736d2bde-490b-11ed-9447-b4055d63f15c","9f1fb8ad-90fa-11eb-ace3-fa163e311f19","国械注进20153172719","基台","登腾株式会社Dentium Co.,Ltd.","登腾（北京）医疗器械商贸有限公司","ea96024e-d59f-11ec-9447-b4055d63f15c","基台","AAB155560NL","AAB155560NL","4级纯钛","C0702021380500107694","C07020213805001076940000512","08809772431881"]
[23,"J01550001","登腾种植体系统","四级纯钛种植体产品系统","登腾（北京）医疗器械商贸有限公司","登腾株式会社Dentium Co.,Ltd.","修复基台（单牙）","国械注进20153172719","基台","国械注进20153632719","包含注册证下相关部件纯钛或钛合金材质","适用于单牙种植修复基台、材质为纯钛或钛合金","个",120,"736d302c-490b-11ed-9447-b4055d63f15c","9f1fb8ad-90fa-11eb-ace3-fa163e311f19","国械注进20153172719","基台","登腾株式会社Dentium Co.,Ltd.","登腾（北京）医疗器械商贸有限公司","ea96024e-d59f-11ec-9447-b4055d63f15c","基台","AAB155550NL","AAB155550NL","4级纯钛","C0702021380500107694","C07020213805001076940000513","08809772431867"]
[23,"J01550001","登腾种植体系统","四级纯钛种植体产品系统","登腾（北京）医疗器械商贸有限公司","登腾株式会社Dentium Co.,Ltd.","修复基台（单牙）","国械注进20153172719","基台","国械注进20153632719","包含注册证下相关部件纯钛或钛合金材质","适用于单牙种植修复基台、材质为纯钛或钛合金","个",120,"736d3464-490b-11ed-9447-b4055d63f15c","9f1fb8ad-90fa-11eb-ace3-fa163e311f19","国械注进20153172719","基台","登腾株式会社Dentium Co.,Ltd.","登腾（北京）医疗器械商贸有限公司","ea96024e-d59f-11ec-9447-b4055d63f15c","基台","AAB156540HL","AAB156540HL","4级纯钛","C0702021380500107694","C07020213805001076940000514","08809772431959"]
[23,"J01550001","登腾种植体系统","四级纯钛种植体产品系统","登腾（北京）医疗器械商贸有限公司","登腾株式会社Dentium Co.,Ltd.","修复基台（单牙）","国械注进20153172719","基台","国械注进20153632719","包含注册证下相关部件纯钛或钛合金材质","适用于单牙种植修复基台、材质为纯钛或钛合金","个",120,"736d38bf-490b-11ed-9447-b4055d63f15c","9f1fb8ad-90fa-11eb-ace3-fa163e311f19","国械注进20153172719","基台","登腾株式会社Dentium Co.,Ltd.","登腾（北京）医疗器械商贸有限公司","ea96024e-d59f-11ec-9447-b4055d63f15c","基台","DAB45256NL","DAB45256NL","4级纯钛","C0702021380500107694","C07020213805001076940000515","08809772432468"]
[23,"J01550001","登腾种植体系统","四级纯钛种植体产品系统","登腾（北京）医疗器械商贸有限公司","登腾株式会社Dentium Co.,Ltd.","修复基台（单牙）","国械注进20153172719","基台","国械注进20153632719","包含注册证下相关部件纯钛或钛合金材质","适用于单牙种植修复基台、材质为纯钛或钛合金","个",120,"736d4181-490b-11ed-9447-b4055d63f15c","9f1fb8ad-90fa-11eb-ace3-fa163e311f19","国械注进20153172719","基台","登腾株式会社Dentium Co.,Ltd.","登腾（北京）医疗器械商贸有限公司","ea96024e-d59f-11ec-9447-b4055d63f15c","基台","DAB45156HL","DAB45156HL","4级纯钛","C0702021380500107694","C07020213805001076940000516","08809162701532"]
[23,"J01550001","登腾种植体系统","四级纯钛种植体产品系统","登腾（北京）医疗器械商贸有限公司","登腾株式会社Dentium Co.,Ltd.","修复基台（单牙）","国械注进20153172719","基台","国械注进20153632719","包含注册证下相关部件纯钛或钛合金材质","适用于单牙种植修复基台、材质为纯钛或钛合金","个",120,"736d45c0-490b-11ed-9447-b4055d63f15c","9f1fb8ad-90fa-11eb-ace3-fa163e311f19","国械注进20153172719","基台","登腾株式会社Dentium Co.,Ltd.","登腾（北京）医疗器械商贸有限公司","ea96024e-d59f-11ec-9447-b4055d63f15c","基台","DAB45106NL","DAB45106NL","4级纯钛","C0702021380500107694","C07020213805001076940000517","08809772432420"]
[23,"J01550001","登腾种植体系统","四级纯钛种植体产品系统","登腾（北京）医疗器械商贸有限公司","登腾株式会社Dentium Co.,Ltd.","修复基台（单牙）","国械注进20153172719","基台","国械注进20153632719","包含注册证下相关部件纯钛或钛合金材质","适用于单牙种植修复基台、材质为纯钛或钛合金","个",120,"736d6831-490b-11ed-9447-b4055d63f15c","9f1fb8ad-90fa-11eb-ace3-fa163e311f19","国械注进20153172719","基台","登腾株式会社Dentium Co.,Ltd.","登腾（北京）医疗器械商贸有限公司","ea96024e-d59f-11ec-9447-b4055d63f15c","基台","AAB156550NL","AAB156550NL","4级纯钛","C0702021380500107694","C07020213805001076940000518","08809772431980"]
[23,"J01550001","登腾种植体系统","四级纯钛种植体产品系统","登腾（北京）医疗器械商贸有限公司","登腾株式会社Dentium Co.,Ltd.","修复基台（单牙）","国械注进20153172719","基台","国械注进20153632719","包含注册证下相关部件纯钛或钛合金材质","适用于单牙种植修复基台、材质为纯钛或钛合金","个",120,"736d76d9-490b-11ed-9447-b4055d63f15c","9f1fb8ad-90fa-11eb-ace3-fa163e311f19","国械注进20153172719","基台","登腾株式会社Dentium Co.,Ltd.","登腾（北京）医疗器械商贸有限公司","ea96024e-d59f-11ec-9447-b4055d63f15c","基台","DAB65308NL","DAB65308NL","4级纯钛","C0702021380500107694","C07020213805001076940000519","08809772432567"]
[23,"J01550001","登腾种植体系统","四级纯钛种植体产品系统","登腾（北京）医疗器械商贸有限公司","登腾株式会社Dentium Co.,Ltd.","修复基台（单牙）","国械注进20153172719","基台","国械注进20153632719","包含注册证下相关部件纯钛或钛合金材质","适用于单牙种植修复基台、材质为纯钛或钛合金","个",120,"736d823a-490b-11ed-9447-b4055d63f15c","9f1fb8ad-90fa-11eb-ace3-fa163e311f19","国械注进20153172719","基台","登腾株式会社Dentium Co.,Ltd.","登腾（北京）医疗器械商贸有限公司","ea96024e-d59f-11ec-9447-b4055d63f15c","基台","AAB254540HL","AAB254540HL","4级纯钛","C0702021380500107694","C07020213805001076940000520","08809162700979"]
[23,"J01550001","登腾种植体系统","四级纯钛种植体产品系统","登腾（北京）医疗器械商贸有限公司","登腾株式会社Dentium Co.,Ltd.","修复基台（单牙）","国械注进20153172719","基台","国械注进20153632719","包含注册证下相关部件纯钛或钛合金材质","适用于单牙种植修复基台、材质为纯钛或钛合金","个",120,"736d86f9-490b-11ed-9447-b4055d63f15c","9f1fb8ad-90fa-11eb-ace3-fa163e311f19","国械注进20153172719","基台","登腾株式会社Dentium Co.,Ltd.","登腾（北京）医疗器械商贸有限公司","ea96024e-d59f-11ec-9447-b4055d63f15c","基台","AAB254510NL","AAB254510NL","4级纯钛","C0702021380500107694","C07020213805001076940000521","08809162700948"]
[23,"J01550001","登腾种植体系统","四级纯钛种植体产品系统","登腾（北京）医疗器械商贸有限公司","登腾株式会社Dentium Co.,Ltd.","修复基台（单牙）","国械注进20153172719","基台","国械注进20153632719","包含注册证下相关部件纯钛或钛合金材质","适用于单牙种植修复基台、材质为纯钛或钛合金","个",120,"736d937c-490b-11ed-9447-b4055d63f15c","9f1fb8ad-90fa-11eb-ace3-fa163e311f19","国械注进20153172719","基台","登腾株式会社Dentium Co.,Ltd.","登腾（北京）医疗器械商贸有限公司","ea96024e-d59f-11ec-9447-b4055d63f15c","基台","AAB156510HL","AAB156510HL","4级纯钛","C0702021380500107694","C07020213805001076940000522","08809772431898"]
[23,"J01550001","登腾种植体系统","四级纯钛种植体产品系统","登腾（北京）医疗器械商贸有限公司","登腾株式会社Dentium Co.,Ltd.","修复基台（单牙）","国械注进20153172719","基台","国械注进20153632719","包含注册证下相关部件纯钛或钛合金材质","适用于单牙种植修复基台、材质为纯钛或钛合金","个",120,"736d9f70-490b-11ed-9447-b4055d63f15c","9f1fb8ad-90fa-11eb-ace3-fa163e311f19","国械注进20153172719","基台","登腾株式会社Dentium Co.,Ltd.","登腾（北京）医疗器械商贸有限公司","ea96024e-d59f-11ec-9447-b4055d63f15c","基台","CAB4525L","CAB4525L","4级纯钛","C0702021380500107694","C07020213805001076940000523","08809162701211"]
[27,"J01550001","登腾种植体系统","四级纯钛种植体产品系统","登腾（北京）医疗器械商贸有限公司","登腾株式会社Dentium Co.,Ltd.","转移杆","国械备20160482号","转移帽",null,"包含注册证下相关部件所有材质","不区分材质","个",67,"de167577-964c-11ea-8bcf-fa163e0a8baf","6332aed9-0161-41d6-91c2-028a99c571c1","国械备20160482号","转移帽","Dentium Co.,Ltd. 登腾株式会社","登腾（北京）医疗器械商贸有限公司","4d66e5fb-95b7-11ea-8bcf-fa163e0a8baf","转移帽","CIC45L","CIC45L","高分子材料","C0702041390100207694","C07020413901002076940000002","08809162703017"]
[27,"J01550001","登腾种植体系统","四级纯钛种植体产品系统","登腾（北京）医疗器械商贸有限公司","登腾株式会社Dentium Co.,Ltd.","转移杆","国械备20160482号","转移帽",null,"包含注册证下相关部件所有材质","不区分材质","个",67,"de16943c-964c-11ea-8bcf-fa163e0a8baf","6332aed9-0161-41d6-91c2-028a99c571c1","国械备20160482号","转移帽","Dentium Co.,Ltd. 登腾株式会社","登腾（北京）医疗器械商贸有限公司","4d66e5fb-95b7-11ea-8bcf-fa163e0a8baf","转移帽","CIC60L","CIC60L","高分子材料","C0702041390100207694","C07020413901002076940000005","08809772433090"]
[27,"J01550001","登腾种植体系统","四级纯钛种植体产品系统","登腾（北京）医疗器械商贸有限公司","登腾株式会社Dentium Co.,Ltd.","转移杆","国械备20160482号","转移帽",null,"包含注册证下相关部件所有材质","不区分材质","个",67,"de16b561-964c-11ea-8bcf-fa163e0a8baf","6332aed9-0161-41d6-91c2-028a99c571c1","国械备20160482号","转移帽","Dentium Co.,Ltd. 登腾株式会社","登腾（北京）医疗器械商贸有限公司","4d66e5fb-95b7-11ea-8bcf-fa163e0a8baf","转移帽","CIC55L","CIC55L","高分子材料","C0702041390100207694","C07020413901002076940000004","08809162703031"]
[27,"J01550001","登腾种植体系统","四级纯钛种植体产品系统","登腾（北京）医疗器械商贸有限公司","登腾株式会社Dentium Co.,Ltd.","转移杆","国械备20160482号","转移帽",null,"包含注册证下相关部件所有材质","不区分材质","个",67,"de16b850-964c-11ea-8bcf-fa163e0a8baf","6332aed9-0161-41d6-91c2-028a99c571c1","国械备20160482号","转移帽","Dentium Co.,Ltd. 登腾株式会社","登腾（北京）医疗器械商贸有限公司","4d66e5fb-95b7-11ea-8bcf-fa163e0a8baf","转移帽","CIC65L","CIC65L","高分子材料","C0702041390100207694","C07020413901002076940000006","08809162703055"]
[27,"J01550001","登腾种植体系统","四级纯钛种植体产品系统","登腾（北京）医疗器械商贸有限公司","登腾株式会社Dentium Co.,Ltd.","转移杆","国械备20160482号","转移帽",null,"包含注册证下相关部件所有材质","不区分材质","个",67,"de16b9a3-964c-11ea-8bcf-fa163e0a8baf","6332aed9-0161-41d6-91c2-028a99c571c1","国械备20160482号","转移帽","Dentium Co.,Ltd. 登腾株式会社","登腾（北京）医疗器械商贸有限公司","4d66e5fb-95b7-11ea-8bcf-fa163e0a8baf","转移帽","CIC50L","CIC50L","高分子材料","C0702041390100207694","C07020413901002076940000003","08809772433083"]
[26,"J01550001","登腾种植体系统","四级纯钛种植体产品系统","登腾（北京）医疗器械商贸有限公司","登腾株式会社Dentium Co.,Ltd.","种植体替代体","国械备20160482号","转移帽",null,"包含注册证下相关部件所有材质","不区分材质","个",30,"ecf77920-e575-11ec-9447-b4055d63f15c","6332aed9-0161-41d6-91c2-028a99c571c1","国械备20160482号","转移帽","Dentium Co.,Ltd. 登腾株式会社","登腾（北京）医疗器械商贸有限公司","6EC93F834EE148FFA1683169372E7887","转移帽","CAN65SL","CAN65SL","铝合金、钛合金","C0702041390200307694","C07020413902003076940000041","08809162702874"]
[26,"J01550001","登腾种植体系统","四级纯钛种植体产品系统","登腾（北京）医疗器械商贸有限公司","登腾株式会社Dentium Co.,Ltd.","种植体替代体","国械备20160482号","转移帽",null,"包含注册证下相关部件所有材质","不区分材质","个",30,"ecf7e40e-e575-11ec-9447-b4055d63f15c","6332aed9-0161-41d6-91c2-028a99c571c1","国械备20160482号","转移帽","Dentium Co.,Ltd. 登腾株式会社","登腾（北京）医疗器械商贸有限公司","6EC93F834EE148FFA1683169372E7887","转移帽","CAN65LL","CAN65LL","铝合金、钛合金","C0702041390200307694","C07020413902003076940000042","08809162702867"]
[26,"J01550001","登腾种植体系统","四级纯钛种植体产品系统","登腾（北京）医疗器械商贸有限公司","登腾株式会社Dentium Co.,Ltd.","种植体替代体","国械备20160482号","转移帽",null,"包含注册证下相关部件所有材质","不区分材质","个",30,"ecf7e9ad-e575-11ec-9447-b4055d63f15c","6332aed9-0161-41d6-91c2-028a99c571c1","国械备20160482号","转移帽","Dentium Co.,Ltd. 登腾株式会社","登腾（北京）医疗器械商贸有限公司","6EC93F834EE148FFA1683169372E7887","转移帽","CAN55SL","CAN55SL","铝合金、钛合金","C0702041390200307694","C07020413902003076940000043","08809162702850"]
[26,"J01550001","登腾种植体系统","四级纯钛种植体产品系统","登腾（北京）医疗器械商贸有限公司","登腾株式会社Dentium Co.,Ltd.","种植体替代体","国械备20160482号","转移帽",null,"包含注册证下相关部件所有材质","不区分材质","个",30,"ecf86d14-e575-11ec-9447-b4055d63f15c","6332aed9-0161-41d6-91c2-028a99c571c1","国械备20160482号","转移帽","Dentium Co.,Ltd. 登腾株式会社","登腾（北京）医疗器械商贸有限公司","6EC93F834EE148FFA1683169372E7887","转移帽","DAN38","DAN38","铝合金、钛合金","C0702041390200307694","C07020413902003076940000050","08809162703192"]
[26,"J01550001","登腾种植体系统","四级纯钛种植体产品系统","登腾（北京）医疗器械商贸有限公司","登腾株式会社Dentium Co.,Ltd.","种植体替代体","国械备20160482号","转移帽",null,"包含注册证下相关部件所有材质","不区分材质","个",30,"ecf8e1f0-e575-11ec-9447-b4055d63f15c","6332aed9-0161-41d6-91c2-028a99c571c1","国械备20160482号","转移帽","Dentium Co.,Ltd. 登腾株式会社","登腾（北京）医疗器械商贸有限公司","6EC93F834EE148FFA1683169372E7887","转移帽","CAN45SL","CAN45SL","铝合金、钛合金","C0702041390200307694","C07020413902003076940000052","08809162702836"]
[26,"J01550001","登腾种植体系统","四级纯钛种植体产品系统","登腾（北京）医疗器械商贸有限公司","登腾株式会社Dentium Co.,Ltd.","种植体替代体","国械备20160482号","转移帽",null,"包含注册证下相关部件所有材质","不区分材质","个",30,"ecf8e755-e575-11ec-9447-b4055d63f15c","6332aed9-0161-41d6-91c2-028a99c571c1","国械备20160482号","转移帽","Dentium Co.,Ltd. 登腾株式会社","登腾（北京）医疗器械商贸有限公司","6EC93F834EE148FFA1683169372E7887","转移帽","CAN55LL","CAN55LL","铝合金、钛合金","C0702041390200307694","C07020413902003076940000054","08809162702843"]
[26,"J01550001","登腾种植体系统","四级纯钛种植体产品系统","登腾（北京）医疗器械商贸有限公司","登腾株式会社Dentium Co.,Ltd.","种植体替代体","国械备20160482号","转移帽",null,"包含注册证下相关部件所有材质","不区分材质","个",30,"ecf91bca-e575-11ec-9447-b4055d63f15c","6332aed9-0161-41d6-91c2-028a99c571c1","国械备20160482号","转移帽","Dentium Co.,Ltd. 登腾株式会社","登腾（北京）医疗器械商贸有限公司","6EC93F834EE148FFA1683169372E7887","转移帽","CAN45LL","CAN45LL","铝合金、钛合金","C0702041390200307694","C07020413902003076940000057","08809162702829"]
[26,"J01550001","登腾种植体系统","四级纯钛种植体产品系统","登腾（北京）医疗器械商贸有限公司","登腾株式会社Dentium Co.,Ltd.","种植体替代体","国械备20160482号","转移帽",null,"包含注册证下相关部件所有材质","不区分材质","个",30,"ecf96ef6-e575-11ec-9447-b4055d63f15c","6332aed9-0161-41d6-91c2-028a99c571c1","国械备20160482号","转移帽","Dentium Co.,Ltd. 登腾株式会社","登腾（北京）医疗器械商贸有限公司","6EC93F834EE148FFA1683169372E7887","转移帽","DAN34","DAN34","铝合金、钛合金","C0702041390200307694","C07020413902003076940000061","08809162703185"]
[26,"J01550001","登腾种植体系统","四级纯钛种植体产品系统","登腾（北京）医疗器械商贸有限公司","登腾株式会社Dentium Co.,Ltd.","种植体替代体","国械备20160482号","转移帽",null,"包含注册证下相关部件所有材质","不区分材质","个",30,"ecf989cc-e575-11ec-9447-b4055d63f15c","6332aed9-0161-41d6-91c2-028a99c571c1","国械备20160482号","转移帽","Dentium Co.,Ltd. 登腾株式会社","登腾（北京）医疗器械商贸有限公司","6EC93F834EE148FFA1683169372E7887","转移帽","DAN38D","DAN38D","铝合金、钛合金","C0702041390200307694","C07020413902003076940000064","08809544906685"]
[26,"J01550001","登腾种植体系统","四级纯钛种植体产品系统","登腾（北京）医疗器械商贸有限公司","登腾株式会社Dentium Co.,Ltd.","种植体替代体","国械备20160482号","转移帽",null,"包含注册证下相关部件所有材质","不区分材质","个",30,"ecf9ca0e-e575-11ec-9447-b4055d63f15c","6332aed9-0161-41d6-91c2-028a99c571c1","国械备20160482号","转移帽","Dentium Co.,Ltd. 登腾株式会社","登腾（北京）医疗器械商贸有限公司","6EC93F834EE148FFA1683169372E7887","转移帽","DAN34D","DAN34D","铝合金、钛合金","C0702041390200307694","C07020413902003076940000068","08809544906678"]
[27,"J01550001","登腾种植体系统","四级纯钛种植体产品系统","登腾（北京）医疗器械商贸有限公司","登腾株式会社Dentium Co.,Ltd.","转移杆","国械备20160482号","转移帽",null,"包含注册证下相关部件所有材质","不区分材质","个",67,"bac5c1a3-492e-11ed-9447-b4055d63f15c","6332aed9-0161-41d6-91c2-028a99c571c1","国械备20160482号","转移帽","Dentium Co.,Ltd. 登腾株式会社","登腾（北京）医疗器械商贸有限公司","98fca058-492d-11ed-9447-b4055d63f15c","转移帽","DTF5515HL","DTF5515HL","铝合金、钛合金","C0702041390200207694","C07020413902002076940000228","08809162703499"]
[27,"J01550001","登腾种植体系统","四级纯钛种植体产品系统","登腾（北京）医疗器械商贸有限公司","登腾株式会社Dentium Co.,Ltd.","转移杆","国械备20160482号","转移帽",null,"包含注册证下相关部件所有材质","不区分材质","个",67,"bac5f29b-492e-11ed-9447-b4055d63f15c","6332aed9-0161-41d6-91c2-028a99c571c1","国械备20160482号","转移帽","Dentium Co.,Ltd. 登腾株式会社","登腾（北京）医疗器械商贸有限公司","98fca058-492d-11ed-9447-b4055d63f15c","转移帽","DPU4515HL","DPU4515HL","铝合金、钛合金","C0702041390200207694","C07020413902002076940000231","08809162703291"]
[27,"J01550001","登腾种植体系统","四级纯钛种植体产品系统","登腾（北京）医疗器械商贸有限公司","登腾株式会社Dentium Co.,Ltd.","转移杆","国械备20160482号","转移帽",null,"包含注册证下相关部件所有材质","不区分材质","个",67,"bac5fc93-492e-11ed-9447-b4055d63f15c","6332aed9-0161-41d6-91c2-028a99c571c1","国械备20160482号","转移帽","Dentium Co.,Ltd. 登腾株式会社","登腾（北京）医疗器械商贸有限公司","98fca058-492d-11ed-9447-b4055d63f15c","转移帽","DTF4515NL","DTF4515NL","铝合金、钛合金","C0702041390200207694","C07020413902002076940000232","08809162703468"]
[27,"J01550001","登腾种植体系统","四级纯钛种植体产品系统","登腾（北京）医疗器械商贸有限公司","登腾株式会社Dentium Co.,Ltd.","转移杆","国械备20160482号","转移帽",null,"包含注册证下相关部件所有材质","不区分材质","个",67,"bac60bcd-492e-11ed-9447-b4055d63f15c","6332aed9-0161-41d6-91c2-028a99c571c1","国械备20160482号","转移帽","Dentium Co.,Ltd. 登腾株式会社","登腾（北京）医疗器械商贸有限公司","98fca058-492d-11ed-9447-b4055d63f15c","转移帽","DPU5515HL","DPU5515HL","铝合金、钛合金","C0702041390200207694","C07020413902002076940000233","08809162703338"]
[27,"J01550001","登腾种植体系统","四级纯钛种植体产品系统","登腾（北京）医疗器械商贸有限公司","登腾株式会社Dentium Co.,Ltd.","转移杆","国械备20160482号","转移帽",null,"包含注册证下相关部件所有材质","不区分材质","个",67,"bac619da-492e-11ed-9447-b4055d63f15c","6332aed9-0161-41d6-91c2-028a99c571c1","国械备20160482号","转移帽","Dentium Co.,Ltd. 登腾株式会社","登腾（北京）医疗器械商贸有限公司","98fca058-492d-11ed-9447-b4055d63f15c","转移帽","DPS11","DPS11","铝合金、钛合金","C0702041390200207694","C07020413902002076940000234","08809162703208"]
[27,"J01550001","登腾种植体系统","四级纯钛种植体产品系统","登腾（北京）医疗器械商贸有限公司","登腾株式会社Dentium Co.,Ltd.","转移杆","国械备20160482号","转移帽",null,"包含注册证下相关部件所有材质","不区分材质","个",67,"bac65cd1-492e-11ed-9447-b4055d63f15c","6332aed9-0161-41d6-91c2-028a99c571c1","国械备20160482号","转移帽","Dentium Co.,Ltd. 登腾株式会社","登腾（北京）医疗器械商贸有限公司","98fca058-492d-11ed-9447-b4055d63f15c","转移帽","DPU4011NL","DPU4011NL","铝合金、钛合金","C0702041390200207694","C07020413902002076940000239","08809162703246"]
[27,"J01550001","登腾种植体系统","四级纯钛种植体产品系统","登腾（北京）医疗器械商贸有限公司","登腾株式会社Dentium Co.,Ltd.","转移杆","国械备20160482号","转移帽",null,"包含注册证下相关部件所有材质","不区分材质","个",67,"bac6acf6-492e-11ed-9447-b4055d63f15c","6332aed9-0161-41d6-91c2-028a99c571c1","国械备20160482号","转移帽","Dentium Co.,Ltd. 登腾株式会社","登腾（北京）医疗器械商贸有限公司","98fca058-492d-11ed-9447-b4055d63f15c","转移帽","DTS10","DTS10","铝合金、钛合金","C0702041390200207694","C07020413902002076940000243","08809162703550"]
[27,"J01550001","登腾种植体系统","四级纯钛种植体产品系统","登腾（北京）医疗器械商贸有限公司","登腾株式会社Dentium Co.,Ltd.","转移杆","国械备20160482号","转移帽",null,"包含注册证下相关部件所有材质","不区分材质","个",67,"bac6db25-492e-11ed-9447-b4055d63f15c","6332aed9-0161-41d6-91c2-028a99c571c1","国械备20160482号","转移帽","Dentium Co.,Ltd. 登腾株式会社","登腾（北京）医疗器械商贸有限公司","98fca058-492d-11ed-9447-b4055d63f15c","转移帽","DTF6511HL","DTF6511HL","铝合金、钛合金","C0702041390200207694","C07020413902002076940000247","08809162703512"]
[27,"J01550001","登腾种植体系统","四级纯钛种植体产品系统","登腾（北京）医疗器械商贸有限公司","登腾株式会社Dentium Co.,Ltd.","转移杆","国械备20160482号","转移帽",null,"包含注册证下相关部件所有材质","不区分材质","个",67,"bac6e50f-492e-11ed-9447-b4055d63f15c","6332aed9-0161-41d6-91c2-028a99c571c1","国械备20160482号","转移帽","Dentium Co.,Ltd. 登腾株式会社","登腾（北京）医疗器械商贸有限公司","98fca058-492d-11ed-9447-b4055d63f15c","转移帽","DPU4011HL","DPU4011HL","铝合金、钛合金","C0702041390200207694","C07020413902002076940000248","08809162703239"]
[27,"J01550001","登腾种植体系统","四级纯钛种植体产品系统","登腾（北京）医疗器械商贸有限公司","登腾株式会社Dentium Co.,Ltd.","转移杆","国械备20160482号","转移帽",null,"包含注册证下相关部件所有材质","不区分材质","个",67,"bac70c3a-492e-11ed-9447-b4055d63f15c","6332aed9-0161-41d6-91c2-028a99c571c1","国械备20160482号","转移帽","Dentium Co.,Ltd. 登腾株式会社","登腾（北京）医疗器械商贸有限公司","98fca058-492d-11ed-9447-b4055d63f15c","转移帽","DTF4515HL","DTF4515HL","铝合金、钛合金","C0702041390200207694","C07020413902002076940000250","08809162703451"]
[27,"J01550001","登腾种植体系统","四级纯钛种植体产品系统","登腾（北京）医疗器械商贸有限公司","登腾株式会社Dentium Co.,Ltd.","转移杆","国械备20160482号","转移帽",null,"包含注册证下相关部件所有材质","不区分材质","个",67,"bac717bf-492e-11ed-9447-b4055d63f15c","6332aed9-0161-41d6-91c2-028a99c571c1","国械备20160482号","转移帽","Dentium Co.,Ltd. 登腾株式会社","登腾（北京）医疗器械商贸有限公司","98fca058-492d-11ed-9447-b4055d63f15c","转移帽","DTF4511HL","DTF4511HL","铝合金、钛合金","C0702041390200207694","C07020413902002076940000251","08809162703437"]
[27,"J01550001","登腾种植体系统","四级纯钛种植体产品系统","登腾（北京）医疗器械商贸有限公司","登腾株式会社Dentium Co.,Ltd.","转移杆","国械备20160482号","转移帽",null,"包含注册证下相关部件所有材质","不区分材质","个",67,"bac73592-492e-11ed-9447-b4055d63f15c","6332aed9-0161-41d6-91c2-028a99c571c1","国械备20160482号","转移帽","Dentium Co.,Ltd. 登腾株式会社","登腾（北京）医疗器械商贸有限公司","98fca058-492d-11ed-9447-b4055d63f15c","转移帽","DTF6511NL","DTF6511NL","铝合金、钛合金","C0702041390200207694","C07020413902002076940000253","08809162703529"]
[27,"J01550001","登腾种植体系统","四级纯钛种植体产品系统","登腾（北京）医疗器械商贸有限公司","登腾株式会社Dentium Co.,Ltd.","转移杆","国械备20160482号","转移帽",null,"包含注册证下相关部件所有材质","不区分材质","个",67,"bac74b02-492e-11ed-9447-b4055d63f15c","6332aed9-0161-41d6-91c2-028a99c571c1","国械备20160482号","转移帽","Dentium Co.,Ltd. 登腾株式会社","登腾（北京）医疗器械商贸有限公司","98fca058-492d-11ed-9447-b4055d63f15c","转移帽","DPS15","DPS15","铝合金、钛合金","C0702041390200207694","C07020413902002076940000254","08809162703215"]
[27,"J01550001","登腾种植体系统","四级纯钛种植体产品系统","登腾（北京）医疗器械商贸有限公司","登腾株式会社Dentium Co.,Ltd.","转移杆","国械备20160482号","转移帽",null,"包含注册证下相关部件所有材质","不区分材质","个",67,"bac7eaa1-492e-11ed-9447-b4055d63f15c","6332aed9-0161-41d6-91c2-028a99c571c1","国械备20160482号","转移帽","Dentium Co.,Ltd. 登腾株式会社","登腾（北京）医疗器械商贸有限公司","98fca058-492d-11ed-9447-b4055d63f15c","转移帽","DTF4015HL","DTF4015HL","铝合金、钛合金","C0702041390200207694","C07020413902002076940000261","08809162703413"]
[27,"J01550001","登腾种植体系统","四级纯钛种植体产品系统","登腾（北京）医疗器械商贸有限公司","登腾株式会社Dentium Co.,Ltd.","转移杆","国械备20160482号","转移帽",null,"包含注册证下相关部件所有材质","不区分材质","个",67,"bac80e5b-492e-11ed-9447-b4055d63f15c","6332aed9-0161-41d6-91c2-028a99c571c1","国械备20160482号","转移帽","Dentium Co.,Ltd. 登腾株式会社","登腾（北京）医疗器械商贸有限公司","98fca058-492d-11ed-9447-b4055d63f15c","转移帽","DTF4011HL","DTF4011HL","铝合金、钛合金","C0702041390200207694","C07020413902002076940000263","08809162703390"]
[27,"J01550001","登腾种植体系统","四级纯钛种植体产品系统","登腾（北京）医疗器械商贸有限公司","登腾株式会社Dentium Co.,Ltd.","转移杆","国械备20160482号","转移帽",null,"包含注册证下相关部件所有材质","不区分材质","个",67,"bac819d5-492e-11ed-9447-b4055d63f15c","6332aed9-0161-41d6-91c2-028a99c571c1","国械备20160482号","转移帽","Dentium Co.,Ltd. 登腾株式会社","登腾（北京）医疗器械商贸有限公司","98fca058-492d-11ed-9447-b4055d63f15c","转移帽","DTF6515HL","DTF6515HL","铝合金、钛合金","C0702041390200207694","C07020413902002076940000264","08809162703536"]
[27,"J01550001","登腾种植体系统","四级纯钛种植体产品系统","登腾（北京）医疗器械商贸有限公司","登腾株式会社Dentium Co.,Ltd.","转移杆","国械备20160482号","转移帽",null,"包含注册证下相关部件所有材质","不区分材质","个",67,"bac82ed2-492e-11ed-9447-b4055d63f15c","6332aed9-0161-41d6-91c2-028a99c571c1","国械备20160482号","转移帽","Dentium Co.,Ltd. 登腾株式会社","登腾（北京）医疗器械商贸有限公司","98fca058-492d-11ed-9447-b4055d63f15c","转移帽","DTF4511NL","DTF4511NL","铝合金、钛合金","C0702041390200207694","C07020413902002076940000266","08809162703444"]
[27,"J01550001","登腾种植体系统","四级纯钛种植体产品系统","登腾（北京）医疗器械商贸有限公司","登腾株式会社Dentium Co.,Ltd.","转移杆","国械备20160482号","转移帽",null,"包含注册证下相关部件所有材质","不区分材质","个",67,"bac83b31-492e-11ed-9447-b4055d63f15c","6332aed9-0161-41d6-91c2-028a99c571c1","国械备20160482号","转移帽","Dentium Co.,Ltd. 登腾株式会社","登腾（北京）医疗器械商贸有限公司","98fca058-492d-11ed-9447-b4055d63f15c","转移帽","DTF4011NL","DTF4011NL","铝合金、钛合金","C0702041390200207694","C07020413902002076940000267","08809162703406"]
[27,"J01550001","登腾种植体系统","四级纯钛种植体产品系统","登腾（北京）医疗器械商贸有限公司","登腾株式会社Dentium Co.,Ltd.","转移杆","国械备20160482号","转移帽",null,"包含注册证下相关部件所有材质","不区分材质","个",67,"bac845d7-492e-11ed-9447-b4055d63f15c","6332aed9-0161-41d6-91c2-028a99c571c1","国械备20160482号","转移帽","Dentium Co.,Ltd. 登腾株式会社","登腾（北京）医疗器械商贸有限公司","98fca058-492d-11ed-9447-b4055d63f15c","转移帽","DTS11","DTS11","铝合金、钛合金","C0702041390200207694","C07020413902002076940000268","08809162703567"]
[27,"J01550001","登腾种植体系统","四级纯钛种植体产品系统","登腾（北京）医疗器械商贸有限公司","登腾株式会社Dentium Co.,Ltd.","转移杆","国械备20160482号","转移帽",null,"包含注册证下相关部件所有材质","不区分材质","个",67,"bac85031-492e-11ed-9447-b4055d63f15c","6332aed9-0161-41d6-91c2-028a99c571c1","国械备20160482号","转移帽","Dentium Co.,Ltd. 登腾株式会社","登腾（北京）医疗器械商贸有限公司","98fca058-492d-11ed-9447-b4055d63f15c","转移帽","DPU6515NL","DPU6515NL","铝合金、钛合金","C0702041390200207694","C07020413902002076940000269","08809162703383"]
[27,"J01550001","登腾种植体系统","四级纯钛种植体产品系统","登腾（北京）医疗器械商贸有限公司","登腾株式会社Dentium Co.,Ltd.","转移杆","国械备20160482号","转移帽",null,"包含注册证下相关部件所有材质","不区分材质","个",67,"bac87b21-492e-11ed-9447-b4055d63f15c","6332aed9-0161-41d6-91c2-028a99c571c1","国械备20160482号","转移帽","Dentium Co.,Ltd. 登腾株式会社","登腾（北京）医疗器械商贸有限公司","98fca058-492d-11ed-9447-b4055d63f15c","转移帽","DPU4515NL","DPU4515NL","铝合金、钛合金","C0702041390200207694","C07020413902002076940000272","08809162703307"]
[27,"J01550001","登腾种植体系统","四级纯钛种植体产品系统","登腾（北京）医疗器械商贸有限公司","登腾株式会社Dentium Co.,Ltd.","转移杆","国械备20160482号","转移帽",null,"包含注册证下相关部件所有材质","不区分材质","个",67,"bac8bdc7-492e-11ed-9447-b4055d63f15c","6332aed9-0161-41d6-91c2-028a99c571c1","国械备20160482号","转移帽","Dentium Co.,Ltd. 登腾株式会社","登腾（北京）医疗器械商贸有限公司","98fca058-492d-11ed-9447-b4055d63f15c","转移帽","DPU5511NL","DPU5511NL","铝合金、钛合金","C0702041390200207694","C07020413902002076940000276","08809162703321"]
[27,"J01550001","登腾种植体系统","四级纯钛种植体产品系统","登腾（北京）医疗器械商贸有限公司","登腾株式会社Dentium Co.,Ltd.","转移杆","国械备20160482号","转移帽",null,"包含注册证下相关部件所有材质","不区分材质","个",67,"bac8c239-492e-11ed-9447-b4055d63f15c","6332aed9-0161-41d6-91c2-028a99c571c1","国械备20160482号","转移帽","Dentium Co.,Ltd. 登腾株式会社","登腾（北京）医疗器械商贸有限公司","98fca058-492d-11ed-9447-b4055d63f15c","转移帽","DPU5511HL","DPU5511HL","铝合金、钛合金","C0702041390200207694","C07020413902002076940000277","08809162703314"]
[27,"J01550001","登腾种植体系统","四级纯钛种植体产品系统","登腾（北京）医疗器械商贸有限公司","登腾株式会社Dentium Co.,Ltd.","转移杆","国械备20160482号","转移帽",null,"包含注册证下相关部件所有材质","不区分材质","个",67,"bac8cfb8-492e-11ed-9447-b4055d63f15c","6332aed9-0161-41d6-91c2-028a99c571c1","国械备20160482号","转移帽","Dentium Co.,Ltd. 登腾株式会社","登腾（北京）医疗器械商贸有限公司","98fca058-492d-11ed-9447-b4055d63f15c","转移帽","DTF5511HL","DTF5511HL","铝合金、钛合金","C0702041390200207694","C07020413902002076940000278","08809162703475"]
[27,"J01550001","登腾种植体系统","四级纯钛种植体产品系统","登腾（北京）医疗器械商贸有限公司","登腾株式会社Dentium Co.,Ltd.","转移杆","国械备20160482号","转移帽",null,"包含注册证下相关部件所有材质","不区分材质","个",67,"bac90fae-492e-11ed-9447-b4055d63f15c","6332aed9-0161-41d6-91c2-028a99c571c1","国械备20160482号","转移帽","Dentium Co.,Ltd. 登腾株式会社","登腾（北京）医疗器械商贸有限公司","98fca058-492d-11ed-9447-b4055d63f15c","转移帽","DTS15","DTS15","铝合金、钛合金","C0702041390200207694","C07020413902002076940000282","08809162703581"]
[27,"J01550001","登腾种植体系统","四级纯钛种植体产品系统","登腾（北京）医疗器械商贸有限公司","登腾株式会社Dentium Co.,Ltd.","转移杆","国械备20160482号","转移帽",null,"包含注册证下相关部件所有材质","不区分材质","个",67,"bac92171-492e-11ed-9447-b4055d63f15c","6332aed9-0161-41d6-91c2-028a99c571c1","国械备20160482号","转移帽","Dentium Co.,Ltd. 登腾株式会社","登腾（北京）医疗器械商贸有限公司","98fca058-492d-11ed-9447-b4055d63f15c","转移帽","DPU4015NL","DPU4015NL","铝合金、钛合金","C0702041390200207694","C07020413902002076940000283","08809162703260"]
[27,"J01550001","登腾种植体系统","四级纯钛种植体产品系统","登腾（北京）医疗器械商贸有限公司","登腾株式会社Dentium Co.,Ltd.","转移杆","国械备20160482号","转移帽",null,"包含注册证下相关部件所有材质","不区分材质","个",67,"bac93c0b-492e-11ed-9447-b4055d63f15c","6332aed9-0161-41d6-91c2-028a99c571c1","国械备20160482号","转移帽","Dentium Co.,Ltd. 登腾株式会社","登腾（北京）医疗器械商贸有限公司","98fca058-492d-11ed-9447-b4055d63f15c","转移帽","DPU6515HL","DPU6515HL","铝合金、钛合金","C0702041390200207694","C07020413902002076940000285","08809162703376"]
[27,"J01550001","登腾种植体系统","四级纯钛种植体产品系统","登腾（北京）医疗器械商贸有限公司","登腾株式会社Dentium Co.,Ltd.","转移杆","国械备20160482号","转移帽",null,"包含注册证下相关部件所有材质","不区分材质","个",67,"bac9e081-492e-11ed-9447-b4055d63f15c","6332aed9-0161-41d6-91c2-028a99c571c1","国械备20160482号","转移帽","Dentium Co.,Ltd. 登腾株式会社","登腾（北京）医疗器械商贸有限公司","98fca058-492d-11ed-9447-b4055d63f15c","转移帽","DTF5515NL","DTF5515NL","铝合金、钛合金","C0702041390200207694","C07020413902002076940000292","08809162703505"]
[27,"J01550001","登腾种植体系统","四级纯钛种植体产品系统","登腾（北京）医疗器械商贸有限公司","登腾株式会社Dentium Co.,Ltd.","转移杆","国械备20160482号","转移帽",null,"包含注册证下相关部件所有材质","不区分材质","个",67,"baca1e83-492e-11ed-9447-b4055d63f15c","6332aed9-0161-41d6-91c2-028a99c571c1","国械备20160482号","转移帽","Dentium Co.,Ltd. 登腾株式会社","登腾（北京）医疗器械商贸有限公司","98fca058-492d-11ed-9447-b4055d63f15c","转移帽","DPU4511HL","DPU4511HL","铝合金、钛合金","C0702041390200207694","C07020413902002076940000295","08809162703277"]
[27,"J01550001","登腾种植体系统","四级纯钛种植体产品系统","登腾（北京）医疗器械商贸有限公司","登腾株式会社Dentium Co.,Ltd.","转移杆","国械备20160482号","转移帽",null,"包含注册证下相关部件所有材质","不区分材质","个",67,"baca5bb3-492e-11ed-9447-b4055d63f15c","6332aed9-0161-41d6-91c2-028a99c571c1","国械备20160482号","转移帽","Dentium Co.,Ltd. 登腾株式会社","登腾（北京）医疗器械商贸有限公司","98fca058-492d-11ed-9447-b4055d63f15c","转移帽","DTF5511NL","DTF5511NL","铝合金、钛合金","C0702041390200207694","C07020413902002076940000297","08809162703482"]
[27,"J01550001","登腾种植体系统","四级纯钛种植体产品系统","登腾（北京）医疗器械商贸有限公司","登腾株式会社Dentium Co.,Ltd.","转移杆","国械备20160482号","转移帽",null,"包含注册证下相关部件所有材质","不区分材质","个",67,"bacaaa0d-492e-11ed-9447-b4055d63f15c","6332aed9-0161-41d6-91c2-028a99c571c1","国械备20160482号","转移帽","Dentium Co.,Ltd. 登腾株式会社","登腾（北京）医疗器械商贸有限公司","98fca058-492d-11ed-9447-b4055d63f15c","转移帽","DTF4015NL","DTF4015NL","铝合金、钛合金","C0702041390200207694","C07020413902002076940000301","08809162703420"]
[27,"J01550001","登腾种植体系统","四级纯钛种植体产品系统","登腾（北京）医疗器械商贸有限公司","登腾株式会社Dentium Co.,Ltd.","转移杆","国械备20160482号","转移帽",null,"包含注册证下相关部件所有材质","不区分材质","个",67,"bacac922-492e-11ed-9447-b4055d63f15c","6332aed9-0161-41d6-91c2-028a99c571c1","国械备20160482号","转移帽","Dentium Co.,Ltd. 登腾株式会社","登腾（北京）医疗器械商贸有限公司","98fca058-492d-11ed-9447-b4055d63f15c","转移帽","DPU6511NL","DPU6511NL","铝合金、钛合金","C0702041390200207694","C07020413902002076940000303","08809162703369"]
[27,"J01550001","登腾种植体系统","四级纯钛种植体产品系统","登腾（北京）医疗器械商贸有限公司","登腾株式会社Dentium Co.,Ltd.","转移杆","国械备20160482号","转移帽",null,"包含注册证下相关部件所有材质","不区分材质","个",67,"bacad4a4-492e-11ed-9447-b4055d63f15c","6332aed9-0161-41d6-91c2-028a99c571c1","国械备20160482号","转移帽","Dentium Co.,Ltd. 登腾株式会社","登腾（北京）医疗器械商贸有限公司","98fca058-492d-11ed-9447-b4055d63f15c","转移帽","DTF6515NL","DTF6515NL","铝合金、钛合金","C0702041390200207694","C07020413902002076940000304","08809162703543"]
[27,"J01550001","登腾种植体系统","四级纯钛种植体产品系统","登腾（北京）医疗器械商贸有限公司","登腾株式会社Dentium Co.,Ltd.","转移杆","国械备20160482号","转移帽",null,"包含注册证下相关部件所有材质","不区分材质","个",67,"bacae8a3-492e-11ed-9447-b4055d63f15c","6332aed9-0161-41d6-91c2-028a99c571c1","国械备20160482号","转移帽","Dentium Co.,Ltd. 登腾株式会社","登腾（北京）医疗器械商贸有限公司","98fca058-492d-11ed-9447-b4055d63f15c","转移帽","DPU5515NL","DPU5515NL","铝合金、钛合金","C0702041390200207694","C07020413902002076940000305","08809162703345"]
[27,"J01550001","登腾种植体系统","四级纯钛种植体产品系统","登腾（北京）医疗器械商贸有限公司","登腾株式会社Dentium Co.,Ltd.","转移杆","国械备20160482号","转移帽",null,"包含注册证下相关部件所有材质","不区分材质","个",67,"bacb0e98-492e-11ed-9447-b4055d63f15c","6332aed9-0161-41d6-91c2-028a99c571c1","国械备20160482号","转移帽","Dentium Co.,Ltd. 登腾株式会社","登腾（北京）医疗器械商贸有限公司","98fca058-492d-11ed-9447-b4055d63f15c","转移帽","DPU4511NL","DPU4511NL","铝合金、钛合金","C0702041390200207694","C07020413902002076940000308","08809162703284"]
[27,"J01550001","登腾种植体系统","四级纯钛种植体产品系统","登腾（北京）医疗器械商贸有限公司","登腾株式会社Dentium Co.,Ltd.","转移杆","国械备20160482号","转移帽",null,"包含注册证下相关部件所有材质","不区分材质","个",67,"bacb443f-492e-11ed-9447-b4055d63f15c","6332aed9-0161-41d6-91c2-028a99c571c1","国械备20160482号","转移帽","Dentium Co.,Ltd. 登腾株式会社","登腾（北京）医疗器械商贸有限公司","98fca058-492d-11ed-9447-b4055d63f15c","转移帽","DPU4015HL","DPU4015HL","铝合金、钛合金","C0702041390200207694","C07020413902002076940000313","08809162703253"]
[27,"J01550001","登腾种植体系统","四级纯钛种植体产品系统","登腾（北京）医疗器械商贸有限公司","登腾株式会社Dentium Co.,Ltd.","转移杆","国械备20160482号","转移帽",null,"包含注册证下相关部件所有材质","不区分材质","个",67,"bacb78ef-492e-11ed-9447-b4055d63f15c","6332aed9-0161-41d6-91c2-028a99c571c1","国械备20160482号","转移帽","Dentium Co.,Ltd. 登腾株式会社","登腾（北京）医疗器械商贸有限公司","98fca058-492d-11ed-9447-b4055d63f15c","转移帽","DTS14","DTS14","铝合金、钛合金","C0702041390200207694","C07020413902002076940000316","08809162703574"]
[27,"J01550001","登腾种植体系统","四级纯钛种植体产品系统","登腾（北京）医疗器械商贸有限公司","登腾株式会社Dentium Co.,Ltd.","转移杆","国械备20160482号","转移帽",null,"包含注册证下相关部件所有材质","不区分材质","个",67,"bacb83c4-492e-11ed-9447-b4055d63f15c","6332aed9-0161-41d6-91c2-028a99c571c1","国械备20160482号","转移帽","Dentium Co.,Ltd. 登腾株式会社","登腾（北京）医疗器械商贸有限公司","98fca058-492d-11ed-9447-b4055d63f15c","转移帽","DPU6511HL","DPU6511HL","铝合金、钛合金","C0702041390200207694","C07020413902002076940000317","08809162703352"]
[27,"J01550001","登腾种植体系统","四级纯钛种植体产品系统","登腾（北京）医疗器械商贸有限公司","登腾株式会社Dentium Co.,Ltd.","转移杆","国械备20160482号","转移帽",null,"包含注册证下相关部件所有材质","不区分材质","个",67,"bacba2f4-492e-11ed-9447-b4055d63f15c","6332aed9-0161-41d6-91c2-028a99c571c1","国械备20160482号","转移帽","Dentium Co.,Ltd. 登腾株式会社","登腾（北京）医疗器械商贸有限公司","98fca058-492d-11ed-9447-b4055d63f15c","转移帽","DPS20","DPS20","铝合金、钛合金","C0702041390200207694","C07020413902002076940000319","08809162703222"]
[21,"J01550001","登腾种植体系统","四级纯钛种植体产品系统","登腾（北京）医疗器械商贸有限公司","登腾株式会社Dentium Co.,Ltd.","种植体（含覆盖螺丝）","国械注进20163172232","牙科种植体","国械注进20163632232","四级纯钛","不含临时种植体、穿颧种植体和一段式种植体。","个",495,"6e186de6-c510-11eb-a006-0050568f9c84","d0c59f51-a7e2-11eb-86ff-fa163e311f19","国械注进20163172232","牙科种植体","登腾株式会社Dentium Co., Ltd.","登腾（北京）医疗器械商贸有限公司","87101051-c50b-11eb-a006-0050568f9c84","牙科种植体","FXI3610","FXI3610","纯钛","C0702011370100107694","C07020113701001076940000174","08809544904742"]
[21,"J01550001","登腾种植体系统","四级纯钛种植体产品系统","登腾（北京）医疗器械商贸有限公司","登腾株式会社Dentium Co.,Ltd.","种植体（含覆盖螺丝）","国械注进20163172232","牙科种植体","国械注进20163632232","四级纯钛","不含临时种植体、穿颧种植体和一段式种植体。","个",495,"6e1871f5-c510-11eb-a006-0050568f9c84","d0c59f51-a7e2-11eb-86ff-fa163e311f19","国械注进20163172232","牙科种植体","登腾株式会社Dentium Co., Ltd.","登腾（北京）医疗器械商贸有限公司","87101051-c50b-11eb-a006-0050568f9c84","牙科种植体","FXI4514","FXI4514","纯钛","C0702011370100107694","C07020113701001076940000188","08809544904841"]
[21,"J01550001","登腾种植体系统","四级纯钛种植体产品系统","登腾（北京）医疗器械商贸有限公司","登腾株式会社Dentium Co.,Ltd.","种植体（含覆盖螺丝）","国械注进20163172232","牙科种植体","国械注进20163632232","四级纯钛","不含临时种植体、穿颧种植体和一段式种植体。","个",495,"6e187447-c510-11eb-a006-0050568f9c84","d0c59f51-a7e2-11eb-86ff-fa163e311f19","国械注进20163172232","牙科种植体","登腾株式会社Dentium Co., Ltd.","登腾（北京）医疗器械商贸有限公司","87101051-c50b-11eb-a006-0050568f9c84","牙科种植体","FXS4510","FXS4510","纯钛","C0702011370100107694","C07020113701001076940000222","08809460304718"]
[21,"J01550001","登腾种植体系统","四级纯钛种植体产品系统","登腾（北京）医疗器械商贸有限公司","登腾株式会社Dentium Co.,Ltd.","种植体（含覆盖螺丝）","国械注进20163172232","牙科种植体","国械注进20163632232","四级纯钛","不含临时种植体、穿颧种植体和一段式种植体。","个",495,"6e1876ca-c510-11eb-a006-0050568f9c84","d0c59f51-a7e2-11eb-86ff-fa163e311f19","国械注进20163172232","牙科种植体","登腾株式会社Dentium Co., Ltd.","登腾（北京）医疗器械商贸有限公司","87101051-c50b-11eb-a006-0050568f9c84","牙科种植体","FX3412","FX3412","纯钛","C0702011370100107694","C07020113701001076940000072","08809691361467"]
[21,"J01550001","登腾种植体系统","四级纯钛种植体产品系统","登腾（北京）医疗器械商贸有限公司","登腾株式会社Dentium Co.,Ltd.","种植体（含覆盖螺丝）","国械注进20163172232","牙科种植体","国械注进20163632232","四级纯钛","不含临时种植体、穿颧种植体和一段式种植体。","个",495,"6e187989-c510-11eb-a006-0050568f9c84","d0c59f51-a7e2-11eb-86ff-fa163e311f19","国械注进20163172232","牙科种植体","登腾株式会社Dentium Co., Ltd.","登腾（北京）医疗器械商贸有限公司","87101051-c50b-11eb-a006-0050568f9c84","牙科种植体","FX5507SW","FX5507SW","纯钛","C0702011370100107694","C07020113701001076940000140","08809772431119"]
[21,"J01550001","登腾种植体系统","四级纯钛种植体产品系统","登腾（北京）医疗器械商贸有限公司","登腾株式会社Dentium Co.,Ltd.","种植体（含覆盖螺丝）","国械注进20163172232","牙科种植体","国械注进20163632232","四级纯钛","不含临时种植体、穿颧种植体和一段式种植体。","个",495,"6e187c5f-c510-11eb-a006-0050568f9c84","d0c59f51-a7e2-11eb-86ff-fa163e311f19","国械注进20163172232","牙科种植体","登腾株式会社Dentium Co., Ltd.","登腾（北京）医疗器械商贸有限公司","87101051-c50b-11eb-a006-0050568f9c84","牙科种植体","FX5010SW","FX5010SW","纯钛","C0702011370100107694","C07020113701001076940000129","08809162700177"]
[21,"J01550001","登腾种植体系统","四级纯钛种植体产品系统","登腾（北京）医疗器械商贸有限公司","登腾株式会社Dentium Co.,Ltd.","种植体（含覆盖螺丝）","国械注进20163172232","牙科种植体","国械注进20163632232","四级纯钛","不含临时种植体、穿颧种植体和一段式种植体。","个",495,"6e1e5166-c510-11eb-a006-0050568f9c84","d0c59f51-a7e2-11eb-86ff-fa163e311f19","国械注进20163172232","牙科种植体","登腾株式会社Dentium Co., Ltd.","登腾（北京）医疗器械商贸有限公司","87101051-c50b-11eb-a006-0050568f9c84","牙科种植体","FX4818S","FX4818S","纯钛","C0702011370100107694","C07020113701001076940000126","08809772431072"]
[21,"J01550001","登腾种植体系统","四级纯钛种植体产品系统","登腾（北京）医疗器械商贸有限公司","登腾株式会社Dentium Co.,Ltd.","种植体（含覆盖螺丝）","国械注进20163172232","牙科种植体","国械注进20163632232","四级纯钛","不含临时种植体、穿颧种植体和一段式种植体。","个",495,"6e1e560b-c510-11eb-a006-0050568f9c84","d0c59f51-a7e2-11eb-86ff-fa163e311f19","国械注进20163172232","牙科种植体","登腾株式会社Dentium Co., Ltd.","登腾（北京）医疗器械商贸有限公司","87101051-c50b-11eb-a006-0050568f9c84","牙科种植体","FX4014SW","FX4014SW","纯钛","C0702011370100107694","C07020113701001076940000092","08809162700092"]
[21,"J01550001","登腾种植体系统","四级纯钛种植体产品系统","登腾（北京）医疗器械商贸有限公司","登腾株式会社Dentium Co.,Ltd.","种植体（含覆盖螺丝）","国械注进20163172232","牙科种植体","国械注进20163632232","四级纯钛","不含临时种植体、穿颧种植体和一段式种植体。","个",495,"6e1e58ce-c510-11eb-a006-0050568f9c84","d0c59f51-a7e2-11eb-86ff-fa163e311f19","国械注进20163172232","牙科种植体","登腾株式会社Dentium Co., Ltd.","登腾（北京）医疗器械商贸有限公司","87101051-c50b-11eb-a006-0050568f9c84","牙科种植体","FXI4007","FXI4007","纯钛","C0702011370100107694","C07020113701001076940000178","08809772431560"]
[21,"J01550001","登腾种植体系统","四级纯钛种植体产品系统","登腾（北京）医疗器械商贸有限公司","登腾株式会社Dentium Co.,Ltd.","种植体（含覆盖螺丝）","国械注进20163172232","牙科种植体","国械注进20163632232","四级纯钛","不含临时种植体、穿颧种植体和一段式种植体。","个",495,"6e1e5c5b-c510-11eb-a006-0050568f9c84","d0c59f51-a7e2-11eb-86ff-fa163e311f19","国械注进20163172232","牙科种植体","登腾株式会社Dentium Co., Ltd.","登腾（北京）医疗器械商贸有限公司","87101051-c50b-11eb-a006-0050568f9c84","牙科种植体","FXS4514","FXS4514","纯钛","C0702011370100107694","C07020113701001076940000224","08809460304732"]
[21,"J01550001","登腾种植体系统","四级纯钛种植体产品系统","登腾（北京）医疗器械商贸有限公司","登腾株式会社Dentium Co.,Ltd.","种植体（含覆盖螺丝）","国械注进20163172232","牙科种植体","国械注进20163632232","四级纯钛","不含临时种植体、穿颧种植体和一段式种植体。","个",495,"6e1e5f5c-c510-11eb-a006-0050568f9c84","d0c59f51-a7e2-11eb-86ff-fa163e311f19","国械注进20163172232","牙科种植体","登腾株式会社Dentium Co., Ltd.","登腾（北京）医疗器械商贸有限公司","87101051-c50b-11eb-a006-0050568f9c84","牙科种植体","FX4012SW","FX4012SW","纯钛","C0702011370100107694","C07020113701001076940000091","08809162700085"]
[21,"J01550001","登腾种植体系统","四级纯钛种植体产品系统","登腾（北京）医疗器械商贸有限公司","登腾株式会社Dentium Co.,Ltd.","种植体（含覆盖螺丝）","国械注进20163172232","牙科种植体","国械注进20163632232","四级纯钛","不含临时种植体、穿颧种植体和一段式种植体。","个",495,"6e1e61ce-c510-11eb-a006-0050568f9c84","d0c59f51-a7e2-11eb-86ff-fa163e311f19","国械注进20163172232","牙科种植体","登腾株式会社Dentium Co., Ltd.","登腾（北京）医疗器械商贸有限公司","87101051-c50b-11eb-a006-0050568f9c84","牙科种植体","FXI7008","FXI7008","纯钛","C0702011370100107694","C07020113701001076940000203","08809772431690"]
[21,"J01550001","登腾种植体系统","四级纯钛种植体产品系统","登腾（北京）医疗器械商贸有限公司","登腾株式会社Dentium Co.,Ltd.","种植体（含覆盖螺丝）","国械注进20163172232","牙科种植体","国械注进20163632232","四级纯钛","不含临时种植体、穿颧种植体和一段式种植体。","个",495,"6e2080b9-c510-11eb-a006-0050568f9c84","d0c59f51-a7e2-11eb-86ff-fa163e311f19","国械注进20163172232","牙科种植体","登腾株式会社Dentium Co., Ltd.","登腾（北京）医疗器械商贸有限公司","87101051-c50b-11eb-a006-0050568f9c84","牙科种植体","FX5016SW","FX5016SW","纯钛","C0702011370100107694","C07020113701001076940000132","08809460304558"]
[21,"J01550001","登腾种植体系统","四级纯钛种植体产品系统","登腾（北京）医疗器械商贸有限公司","登腾株式会社Dentium Co.,Ltd.","种植体（含覆盖螺丝）","国械注进20163172232","牙科种植体","国械注进20163632232","四级纯钛","不含临时种植体、穿颧种植体和一段式种植体。","个",495,"6e2084f0-c510-11eb-a006-0050568f9c84","d0c59f51-a7e2-11eb-86ff-fa163e311f19","国械注进20163172232","牙科种植体","登腾株式会社Dentium Co., Ltd.","登腾（北京）医疗器械商贸有限公司","87101051-c50b-11eb-a006-0050568f9c84","牙科种植体","FX7016SW","FX7016SW","纯钛","C0702011370100107694","C07020113701001076940000161","08809772431249"]
[21,"J01550001","登腾种植体系统","四级纯钛种植体产品系统","登腾（北京）医疗器械商贸有限公司","登腾株式会社Dentium Co.,Ltd.","种植体（含覆盖螺丝）","国械注进20163172232","牙科种植体","国械注进20163632232","四级纯钛","不含临时种植体、穿颧种植体和一段式种植体。","个",495,"6e2087c6-c510-11eb-a006-0050568f9c84","d0c59f51-a7e2-11eb-86ff-fa163e311f19","国械注进20163172232","牙科种植体","登腾株式会社Dentium Co., Ltd.","登腾（北京）医疗器械商贸有限公司","87101051-c50b-11eb-a006-0050568f9c84","牙科种植体","FXI6014","FXI6014","纯钛","C0702011370100107694","C07020113701001076940000200","08809772431669"]
[21,"J01550001","登腾种植体系统","四级纯钛种植体产品系统","登腾（北京）医疗器械商贸有限公司","登腾株式会社Dentium Co.,Ltd.","种植体（含覆盖螺丝）","国械注进20163172232","牙科种植体","国械注进20163632232","四级纯钛","不含临时种植体、穿颧种植体和一段式种植体。","个",495,"6e2245f7-c510-11eb-a006-0050568f9c84","d0c59f51-a7e2-11eb-86ff-fa163e311f19","国械注进20163172232","牙科种植体","登腾株式会社Dentium Co., Ltd.","登腾（北京）医疗器械商贸有限公司","87101051-c50b-11eb-a006-0050568f9c84","牙科种植体","FXS5007","FXS5007","纯钛","C0702011370100107694","C07020113701001076940000226","08809544904704"]
[21,"J01550001","登腾种植体系统","四级纯钛种植体产品系统","登腾（北京）医疗器械商贸有限公司","登腾株式会社Dentium Co.,Ltd.","种植体（含覆盖螺丝）","国械注进20163172232","牙科种植体","国械注进20163632232","四级纯钛","不含临时种植体、穿颧种植体和一段式种植体。","个",495,"6e2571bb-c510-11eb-a006-0050568f9c84","d0c59f51-a7e2-11eb-86ff-fa163e311f19","国械注进20163172232","牙科种植体","登腾株式会社Dentium Co., Ltd.","登腾（北京）医疗器械商贸有限公司","87101051-c50b-11eb-a006-0050568f9c84","牙科种植体","FXS4507","FXS4507","纯钛","C0702011370100107694","C07020113701001076940000220","08809544904698"]
[21,"J01550001","登腾种植体系统","四级纯钛种植体产品系统","登腾（北京）医疗器械商贸有限公司","登腾株式会社Dentium Co.,Ltd.","种植体（含覆盖螺丝）","国械注进20163172232","牙科种植体","国械注进20163632232","四级纯钛","不含临时种植体、穿颧种植体和一段式种植体。","个",495,"6e266a1d-c510-11eb-a006-0050568f9c84","d0c59f51-a7e2-11eb-86ff-fa163e311f19","国械注进20163172232","牙科种植体","登腾株式会社Dentium Co., Ltd.","登腾（北京）医疗器械商贸有限公司","87101051-c50b-11eb-a006-0050568f9c84","牙科种植体","FX7512SW","FX7512SW","纯钛","C0702011370100107694","C07020113701001076940000165","08809772431287"]
[21,"J01550001","登腾种植体系统","四级纯钛种植体产品系统","登腾（北京）医疗器械商贸有限公司","登腾株式会社Dentium Co.,Ltd.","种植体（含覆盖螺丝）","国械注进20163172232","牙科种植体","国械注进20163632232","四级纯钛","不含临时种植体、穿颧种植体和一段式种植体。","个",495,"6e27b855-c510-11eb-a006-0050568f9c84","d0c59f51-a7e2-11eb-86ff-fa163e311f19","国械注进20163172232","牙科种植体","登腾株式会社Dentium Co., Ltd.","登腾（北京）医疗器械商贸有限公司","87101051-c50b-11eb-a006-0050568f9c84","牙科种植体","FXI3612","FXI3612","纯钛","C0702011370100107694","C07020113701001076940000175","08809544904759"]
[21,"J01550001","登腾种植体系统","四级纯钛种植体产品系统","登腾（北京）医疗器械商贸有限公司","登腾株式会社Dentium Co.,Ltd.","种植体（含覆盖螺丝）","国械注进20163172232","牙科种植体","国械注进20163632232","四级纯钛","不含临时种植体、穿颧种植体和一段式种植体。","个",495,"6e2a6ce9-c510-11eb-a006-0050568f9c84","d0c59f51-a7e2-11eb-86ff-fa163e311f19","国械注进20163172232","牙科种植体","登腾株式会社Dentium Co., Ltd.","登腾（北京）医疗器械商贸有限公司","87101051-c50b-11eb-a006-0050568f9c84","牙科种植体","FX7510SW","FX7510SW","纯钛","C0702011370100107694","C07020113701001076940000164","08809772431270"]
[21,"J01550001","登腾种植体系统","四级纯钛种植体产品系统","登腾（北京）医疗器械商贸有限公司","登腾株式会社Dentium Co.,Ltd.","种植体（含覆盖螺丝）","国械注进20163172232","牙科种植体","国械注进20163632232","四级纯钛","不含临时种植体、穿颧种植体和一段式种植体。","个",495,"6e2c2b89-c510-11eb-a006-0050568f9c84","d0c59f51-a7e2-11eb-86ff-fa163e311f19","国械注进20163172232","牙科种植体","登腾株式会社Dentium Co., Ltd.","登腾（北京）医疗器械商贸有限公司","87101051-c50b-11eb-a006-0050568f9c84","牙科种植体","FX5012SW","FX5012SW","纯钛","C0702011370100107694","C07020113701001076940000130","08809162700184"]
[21,"J01550001","登腾种植体系统","四级纯钛种植体产品系统","登腾（北京）医疗器械商贸有限公司","登腾株式会社Dentium Co.,Ltd.","种植体（含覆盖螺丝）","国械注进20163172232","牙科种植体","国械注进20163632232","四级纯钛","不含临时种植体、穿颧种植体和一段式种植体。","个",495,"6e2d5a47-c510-11eb-a006-0050568f9c84","d0c59f51-a7e2-11eb-86ff-fa163e311f19","国械注进20163172232","牙科种植体","登腾株式会社Dentium Co., Ltd.","登腾（北京）医疗器械商贸有限公司","87101051-c50b-11eb-a006-0050568f9c84","牙科种植体","FX4514SW","FX4514SW","纯钛","C0702011370100107694","C07020113701001076940000105","08809162700146"]
[21,"J01550001","登腾种植体系统","四级纯钛种植体产品系统","登腾（北京）医疗器械商贸有限公司","登腾株式会社Dentium Co.,Ltd.","种植体（含覆盖螺丝）","国械注进20163172232","牙科种植体","国械注进20163632232","四级纯钛","不含临时种植体、穿颧种植体和一段式种植体。","个",495,"6e316db2-c510-11eb-a006-0050568f9c84","d0c59f51-a7e2-11eb-86ff-fa163e311f19","国械注进20163172232","牙科种植体","登腾株式会社Dentium Co., Ltd.","登腾（北京）医疗器械商贸有限公司","87101051-c50b-11eb-a006-0050568f9c84","牙科种植体","FXS6012","FXS6012","纯钛","C0702011370100107694","C07020113701001076940000235","08809460304824"]
[21,"J01550001","登腾种植体系统","四级纯钛种植体产品系统","登腾（北京）医疗器械商贸有限公司","登腾株式会社Dentium Co.,Ltd.","种植体（含覆盖螺丝）","国械注进20163172232","牙科种植体","国械注进20163632232","四级纯钛","不含临时种植体、穿颧种植体和一段式种植体。","个",495,"6e319859-c510-11eb-a006-0050568f9c84","d0c59f51-a7e2-11eb-86ff-fa163e311f19","国械注进20163172232","牙科种植体","登腾株式会社Dentium Co., Ltd.","登腾（北京）医疗器械商贸有限公司","87101051-c50b-11eb-a006-0050568f9c84","牙科种植体","FX6010SW","FX6010SW","纯钛","C0702011370100107694","C07020113701001076940000147","08809162700221"]
[21,"J01550001","登腾种植体系统","四级纯钛种植体产品系统","登腾（北京）医疗器械商贸有限公司","登腾株式会社Dentium Co.,Ltd.","种植体（含覆盖螺丝）","国械注进20163172232","牙科种植体","国械注进20163632232","四级纯钛","不含临时种植体、穿颧种植体和一段式种植体。","个",495,"6e31a80f-c510-11eb-a006-0050568f9c84","d0c59f51-a7e2-11eb-86ff-fa163e311f19","国械注进20163172232","牙科种植体","登腾株式会社Dentium Co., Ltd.","登腾（北京）医疗器械商贸有限公司","87101051-c50b-11eb-a006-0050568f9c84","牙科种植体","FX4008SW","FX4008SW","纯钛","C0702011370100107694","C07020113701001076940000089","08809162700061"]
[21,"J01550001","登腾种植体系统","四级纯钛种植体产品系统","登腾（北京）医疗器械商贸有限公司","登腾株式会社Dentium Co.,Ltd.","种植体（含覆盖螺丝）","国械注进20163172232","牙科种植体","国械注进20163632232","四级纯钛","不含临时种植体、穿颧种植体和一段式种植体。","个",495,"6e32aadf-c510-11eb-a006-0050568f9c84","d0c59f51-a7e2-11eb-86ff-fa163e311f19","国械注进20163172232","牙科种植体","登腾株式会社Dentium Co., Ltd.","登腾（北京）医疗器械商贸有限公司","87101051-c50b-11eb-a006-0050568f9c84","牙科种植体","FX4807W","FX4807W","纯钛","C0702011370100107694","C07020113701001076940000110","08809772431034"]
[21,"J01550001","登腾种植体系统","四级纯钛种植体产品系统","登腾（北京）医疗器械商贸有限公司","登腾株式会社Dentium Co.,Ltd.","种植体（含覆盖螺丝）","国械注进20163172232","牙科种植体","国械注进20163632232","四级纯钛","不含临时种植体、穿颧种植体和一段式种植体。","个",495,"6e32cd9c-c510-11eb-a006-0050568f9c84","d0c59f51-a7e2-11eb-86ff-fa163e311f19","国械注进20163172232","牙科种植体","登腾株式会社Dentium Co., Ltd.","登腾（北京）医疗器械商贸有限公司","87101051-c50b-11eb-a006-0050568f9c84","牙科种植体","FXI5007","FXI5007","纯钛","C0702011370100107694","C07020113701001076940000190","08809772431607"]
[21,"J01550001","登腾种植体系统","四级纯钛种植体产品系统","登腾（北京）医疗器械商贸有限公司","登腾株式会社Dentium Co.,Ltd.","种植体（含覆盖螺丝）","国械注进20163172232","牙科种植体","国械注进20163632232","四级纯钛","不含临时种植体、穿颧种植体和一段式种植体。","个",495,"6e32cf60-c510-11eb-a006-0050568f9c84","d0c59f51-a7e2-11eb-86ff-fa163e311f19","国械注进20163172232","牙科种植体","登腾株式会社Dentium Co., Ltd.","登腾（北京）医疗器械商贸有限公司","87101051-c50b-11eb-a006-0050568f9c84","牙科种植体","FXS3612","FXS3612","纯钛","C0702011370100107694","C07020113701001076940000211","08809460304626"]
[21,"J01550001","登腾种植体系统","四级纯钛种植体产品系统","登腾（北京）医疗器械商贸有限公司","登腾株式会社Dentium Co.,Ltd.","种植体（含覆盖螺丝）","国械注进20163172232","牙科种植体","国械注进20163632232","四级纯钛","不含临时种植体、穿颧种植体和一段式种植体。","个",495,"6e32d0e7-c510-11eb-a006-0050568f9c84","d0c59f51-a7e2-11eb-86ff-fa163e311f19","国械注进20163172232","牙科种植体","登腾株式会社Dentium Co., Ltd.","登腾（北京）医疗器械商贸有限公司","87101051-c50b-11eb-a006-0050568f9c84","牙科种植体","FX4812S","FX4812S","纯钛","C0702011370100107694","C07020113701001076940000118","08809162700474"]
[21,"J01550001","登腾种植体系统","四级纯钛种植体产品系统","登腾（北京）医疗器械商贸有限公司","登腾株式会社Dentium Co.,Ltd.","种植体（含覆盖螺丝）","国械注进20163172232","牙科种植体","国械注进20163632232","四级纯钛","不含临时种植体、穿颧种植体和一段式种植体。","个",495,"6e32d26c-c510-11eb-a006-0050568f9c84","d0c59f51-a7e2-11eb-86ff-fa163e311f19","国械注进20163172232","牙科种植体","登腾株式会社Dentium Co., Ltd.","登腾（北京）医疗器械商贸有限公司","87101051-c50b-11eb-a006-0050568f9c84","牙科种植体","FXS7010","FXS7010","纯钛","C0702011370100107694","C07020113701001076940000240","08809460304862"]
[21,"J01550001","登腾种植体系统","四级纯钛种植体产品系统","登腾（北京）医疗器械商贸有限公司","登腾株式会社Dentium Co.,Ltd.","种植体（含覆盖螺丝）","国械注进20163172232","牙科种植体","国械注进20163632232","四级纯钛","不含临时种植体、穿颧种植体和一段式种植体。","个",495,"6e32d3e8-c510-11eb-a006-0050568f9c84","d0c59f51-a7e2-11eb-86ff-fa163e311f19","国械注进20163172232","牙科种植体","登腾株式会社Dentium Co., Ltd.","登腾（北京）医疗器械商贸有限公司","87101051-c50b-11eb-a006-0050568f9c84","牙科种植体","FXS7008","FXS7008","纯钛","C0702011370100107694","C07020113701001076940000239","08809460304855"]
[21,"J01550001","登腾种植体系统","四级纯钛种植体产品系统","登腾（北京）医疗器械商贸有限公司","登腾株式会社Dentium Co.,Ltd.","种植体（含覆盖螺丝）","国械注进20163172232","牙科种植体","国械注进20163632232","四级纯钛","不含临时种植体、穿颧种植体和一段式种植体。","个",495,"6e32d540-c510-11eb-a006-0050568f9c84","d0c59f51-a7e2-11eb-86ff-fa163e311f19","国械注进20163172232","牙科种植体","登腾株式会社Dentium Co., Ltd.","登腾（北京）医疗器械商贸有限公司","87101051-c50b-11eb-a006-0050568f9c84","牙科种植体","FXS3607","FXS3607","纯钛","C0702011370100107694","C07020113701001076940000208","08809544904674"]
[21,"J01550001","登腾种植体系统","四级纯钛种植体产品系统","登腾（北京）医疗器械商贸有限公司","登腾株式会社Dentium Co.,Ltd.","种植体（含覆盖螺丝）","国械注进20163172232","牙科种植体","国械注进20163632232","四级纯钛","不含临时种植体、穿颧种植体和一段式种植体。","个",495,"6e32d6ef-c510-11eb-a006-0050568f9c84","d0c59f51-a7e2-11eb-86ff-fa163e311f19","国械注进20163172232","牙科种植体","登腾株式会社Dentium Co., Ltd.","登腾（北京）医疗器械商贸有限公司","87101051-c50b-11eb-a006-0050568f9c84","牙科种植体","FX8012SW","FX8012SW","纯钛","C0702011370100107694","C07020113701001076940000170","08809772431331"]
[21,"J01550001","登腾种植体系统","四级纯钛种植体产品系统","登腾（北京）医疗器械商贸有限公司","登腾株式会社Dentium Co.,Ltd.","种植体（含覆盖螺丝）","国械注进20163172232","牙科种植体","国械注进20163632232","四级纯钛","不含临时种植体、穿颧种植体和一段式种植体。","个",495,"6e32d8c2-c510-11eb-a006-0050568f9c84","d0c59f51-a7e2-11eb-86ff-fa163e311f19","国械注进20163172232","牙科种植体","登腾株式会社Dentium Co., Ltd.","登腾（北京）医疗器械商贸有限公司","87101051-c50b-11eb-a006-0050568f9c84","牙科种植体","FX5312S","FX5312S","纯钛","C0702011370100107694","C07020113701001076940000136","08809162700542"]
[21,"J01550001","登腾种植体系统","四级纯钛种植体产品系统","登腾（北京）医疗器械商贸有限公司","登腾株式会社Dentium Co.,Ltd.","种植体（含覆盖螺丝）","国械注进20163172232","牙科种植体","国械注进20163632232","四级纯钛","不含临时种植体、穿颧种植体和一段式种植体。","个",495,"6e345621-c510-11eb-a006-0050568f9c84","d0c59f51-a7e2-11eb-86ff-fa163e311f19","国械注进20163172232","牙科种植体","登腾株式会社Dentium Co., Ltd.","登腾（北京）医疗器械商贸有限公司","87101051-c50b-11eb-a006-0050568f9c84","牙科种植体","FX5514SW","FX5514SW","纯钛","C0702011370100107694","C07020113701001076940000144","08809772431157"]
[21,"J01550001","登腾种植体系统","四级纯钛种植体产品系统","登腾（北京）医疗器械商贸有限公司","登腾株式会社Dentium Co.,Ltd.","种植体（含覆盖螺丝）","国械注进20163172232","牙科种植体","国械注进20163632232","四级纯钛","不含临时种植体、穿颧种植体和一段式种植体。","个",495,"6e36cadc-c510-11eb-a006-0050568f9c84","d0c59f51-a7e2-11eb-86ff-fa163e311f19","国械注进20163172232","牙科种植体","登腾株式会社Dentium Co., Ltd.","登腾（北京）医疗器械商贸有限公司","87101051-c50b-11eb-a006-0050568f9c84","牙科种植体","FX4512SW","FX4512SW","纯钛","C0702011370100107694","C07020113701001076940000104","08809162700139"]
[21,"J01550001","登腾种植体系统","四级纯钛种植体产品系统","登腾（北京）医疗器械商贸有限公司","登腾株式会社Dentium Co.,Ltd.","种植体（含覆盖螺丝）","国械注进20163172232","牙科种植体","国械注进20163632232","四级纯钛","不含临时种植体、穿颧种植体和一段式种植体。","个",495,"6e374206-c510-11eb-a006-0050568f9c84","d0c59f51-a7e2-11eb-86ff-fa163e311f19","国械注进20163172232","牙科种植体","登腾株式会社Dentium Co., Ltd.","登腾（北京）医疗器械商贸有限公司","87101051-c50b-11eb-a006-0050568f9c84","牙科种植体","FX8014SW","FX8014SW","纯钛","C0702011370100107694","C07020113701001076940000171","08809772431348"]
[21,"J01550001","登腾种植体系统","四级纯钛种植体产品系统","登腾（北京）医疗器械商贸有限公司","登腾株式会社Dentium Co.,Ltd.","种植体（含覆盖螺丝）","国械注进20163172232","牙科种植体","国械注进20163632232","四级纯钛","不含临时种植体、穿颧种植体和一段式种植体。","个",495,"6e37ffb2-c510-11eb-a006-0050568f9c84","d0c59f51-a7e2-11eb-86ff-fa163e311f19","国械注进20163172232","牙科种植体","登腾株式会社Dentium Co., Ltd.","登腾（北京）医疗器械商贸有限公司","87101051-c50b-11eb-a006-0050568f9c84","牙科种植体","FX3814","FX3814","纯钛","C0702011370100107694","C07020113701001076940000086","08809162700351"]
[21,"J01550001","登腾种植体系统","四级纯钛种植体产品系统","登腾（北京）医疗器械商贸有限公司","登腾株式会社Dentium Co.,Ltd.","种植体（含覆盖螺丝）","国械注进20163172232","牙科种植体","国械注进20163632232","四级纯钛","不含临时种植体、穿颧种植体和一段式种植体。","个",495,"6e3c5994-c510-11eb-a006-0050568f9c84","d0c59f51-a7e2-11eb-86ff-fa163e311f19","国械注进20163172232","牙科种植体","登腾株式会社Dentium Co., Ltd.","登腾（北京）医疗器械商贸有限公司","87101051-c50b-11eb-a006-0050568f9c84","牙科种植体","FXI4016","FXI4016","纯钛","C0702011370100107694","C07020113701001076940000183","08809772431577"]
[21,"J01550001","登腾种植体系统","四级纯钛种植体产品系统","登腾（北京）医疗器械商贸有限公司","登腾株式会社Dentium Co.,Ltd.","种植体（含覆盖螺丝）","国械注进20163172232","牙科种植体","国械注进20163632232","四级纯钛","不含临时种植体、穿颧种植体和一段式种植体。","个",495,"6e3c5cab-c510-11eb-a006-0050568f9c84","d0c59f51-a7e2-11eb-86ff-fa163e311f19","国械注进20163172232","牙科种植体","登腾株式会社Dentium Co., Ltd.","登腾（北京）医疗器械商贸有限公司","87101051-c50b-11eb-a006-0050568f9c84","牙科种植体","FXI3607","FXI3607","纯钛","C0702011370100107694","C07020113701001076940000172","08809772431546"]
[21,"J01550001","登腾种植体系统","四级纯钛种植体产品系统","登腾（北京）医疗器械商贸有限公司","登腾株式会社Dentium Co.,Ltd.","种植体（含覆盖螺丝）","国械注进20163172232","牙科种植体","国械注进20163632232","四级纯钛","不含临时种植体、穿颧种植体和一段式种植体。","个",495,"6e42c218-c510-11eb-a006-0050568f9c84","d0c59f51-a7e2-11eb-86ff-fa163e311f19","国械注进20163172232","牙科种植体","登腾株式会社Dentium Co., Ltd.","登腾（北京）医疗器械商贸有限公司","87101051-c50b-11eb-a006-0050568f9c84","牙科种植体","FXS3616","FXS3616","纯钛","C0702011370100107694","C07020113701001076940000213","08809460304640"]
[21,"J01550001","登腾种植体系统","四级纯钛种植体产品系统","登腾（北京）医疗器械商贸有限公司","登腾株式会社Dentium Co.,Ltd.","种植体（含覆盖螺丝）","国械注进20163172232","牙科种植体","国械注进20163632232","四级纯钛","不含临时种植体、穿颧种植体和一段式种植体。","个",495,"6e44148d-c510-11eb-a006-0050568f9c84","d0c59f51-a7e2-11eb-86ff-fa163e311f19","国械注进20163172232","牙科种植体","登腾株式会社Dentium Co., Ltd.","登腾（北京）医疗器械商贸有限公司","87101051-c50b-11eb-a006-0050568f9c84","牙科种植体","FX4814","FX4814","纯钛","C0702011370100107694","C07020113701001076940000120","08809691361627"]
[21,"J01550001","登腾种植体系统","四级纯钛种植体产品系统","登腾（北京）医疗器械商贸有限公司","登腾株式会社Dentium Co.,Ltd.","种植体（含覆盖螺丝）","国械注进20163172232","牙科种植体","国械注进20163632232","四级纯钛","不含临时种植体、穿颧种植体和一段式种植体。","个",495,"6e47a860-c510-11eb-a006-0050568f9c84","d0c59f51-a7e2-11eb-86ff-fa163e311f19","国械注进20163172232","牙科种植体","登腾株式会社Dentium Co., Ltd.","登腾（北京）医疗器械商贸有限公司","87101051-c50b-11eb-a006-0050568f9c84","牙科种植体","FX5508SW","FX5508SW","纯钛","C0702011370100107694","C07020113701001076940000141","08809772431126"]
[21,"J01550001","登腾种植体系统","四级纯钛种植体产品系统","登腾（北京）医疗器械商贸有限公司","登腾株式会社Dentium Co.,Ltd.","种植体（含覆盖螺丝）","国械注进20163172232","牙科种植体","国械注进20163632232","四级纯钛","不含临时种植体、穿颧种植体和一段式种植体。","个",495,"6e47e42f-c510-11eb-a006-0050568f9c84","d0c59f51-a7e2-11eb-86ff-fa163e311f19","国械注进20163172232","牙科种植体","登腾株式会社Dentium Co., Ltd.","登腾（北京）医疗器械商贸有限公司","87101051-c50b-11eb-a006-0050568f9c84","牙科种植体","FX4808","FX4808","纯钛","C0702011370100107694","C07020113701001076940000111","08809691361566"]
[21,"J01550001","登腾种植体系统","四级纯钛种植体产品系统","登腾（北京）医疗器械商贸有限公司","登腾株式会社Dentium Co.,Ltd.","种植体（含覆盖螺丝）","国械注进20163172232","牙科种植体","国械注进20163632232","四级纯钛","不含临时种植体、穿颧种植体和一段式种植体。","个",495,"6e480912-c510-11eb-a006-0050568f9c84","d0c59f51-a7e2-11eb-86ff-fa163e311f19","国械注进20163172232","牙科种植体","登腾株式会社Dentium Co., Ltd.","登腾（北京）医疗器械商贸有限公司","87101051-c50b-11eb-a006-0050568f9c84","牙科种植体","FXS4012","FXS4012","纯钛","C0702011370100107694","C07020113701001076940000217","08809460304671"]
[21,"J01550001","登腾种植体系统","四级纯钛种植体产品系统","登腾（北京）医疗器械商贸有限公司","登腾株式会社Dentium Co.,Ltd.","种植体（含覆盖螺丝）","国械注进20163172232","牙科种植体","国械注进20163632232","四级纯钛","不含临时种植体、穿颧种植体和一段式种植体。","个",495,"6e482949-c510-11eb-a006-0050568f9c84","d0c59f51-a7e2-11eb-86ff-fa163e311f19","国械注进20163172232","牙科种植体","登腾株式会社Dentium Co., Ltd.","登腾（北京）医疗器械商贸有限公司","87101051-c50b-11eb-a006-0050568f9c84","牙科种植体","FXS5012","FXS5012","纯钛","C0702011370100107694","C07020113701001076940000229","08809460304770"]
[21,"J01550001","登腾种植体系统","四级纯钛种植体产品系统","登腾（北京）医疗器械商贸有限公司","登腾株式会社Dentium Co.,Ltd.","种植体（含覆盖螺丝）","国械注进20163172232","牙科种植体","国械注进20163632232","四级纯钛","不含临时种植体、穿颧种植体和一段式种植体。","个",495,"6e53603c-c510-11eb-a006-0050568f9c84","d0c59f51-a7e2-11eb-86ff-fa163e311f19","国械注进20163172232","牙科种植体","登腾株式会社Dentium Co., Ltd.","登腾（北京）医疗器械商贸有限公司","87101051-c50b-11eb-a006-0050568f9c84","牙科种植体","FXS5014","FXS5014","纯钛","C0702011370100107694","C07020113701001076940000230","08809460304787"]
[209,"S01980001","拜阿蒙牙种植体系统","四级纯钛种植体产品系统","四川拜阿蒙生物活性材料有限责任公司","四川拜阿蒙生物活性材料有限责任公司","转移杆","川械注准20202170181","牙科种植专用器械包",null,"包含注册证下相关部件所有材质","不区分材质","个",40,"abceb90a-b31a-11ed-9447-b4055d63f15c","b01a751e-4e74-11ec-921a-0050568f9c84","川械注准20202170181","牙科种植专用器械包","四川拜阿蒙生物活性材料有限责任公司","四川拜阿蒙生物活性材料有限责任公司","04297ad9-b27c-11ed-9447-b4055d63f15c","牙科种植专用器械包-转移体","6018","YZTGJ-C-1 转移体(开窗式)","钛合金","C0702041390200209474","C07020413902002094740000009"]
[209,"S01980001","拜阿蒙牙种植体系统","四级纯钛种植体产品系统","四川拜阿蒙生物活性材料有限责任公司","四川拜阿蒙生物活性材料有限责任公司","转移杆","川械注准20202170181","牙科种植专用器械包",null,"包含注册证下相关部件所有材质","不区分材质","个",40,"abcf0ee7-b31a-11ed-9447-b4055d63f15c","b01a751e-4e74-11ec-921a-0050568f9c84","川械注准20202170181","牙科种植专用器械包","四川拜阿蒙生物活性材料有限责任公司","四川拜阿蒙生物活性材料有限责任公司","04297ad9-b27c-11ed-9447-b4055d63f15c","牙科种植专用器械包-转移体","4027","YZTGJ-A-4 转移体(闭窗式)","钛合金","C0702041390200209474","C07020413902002094740000016"]
[209,"S01980001","拜阿蒙牙种植体系统","四级纯钛种植体产品系统","四川拜阿蒙生物活性材料有限责任公司","四川拜阿蒙生物活性材料有限责任公司","转移杆","川械注准20202170181","牙科种植专用器械包",null,"包含注册证下相关部件所有材质","不区分材质","个",40,"abd02d29-b31a-11ed-9447-b4055d63f15c","b01a751e-4e74-11ec-921a-0050568f9c84","川械注准20202170181","牙科种植专用器械包","四川拜阿蒙生物活性材料有限责任公司","四川拜阿蒙生物活性材料有限责任公司","04297ad9-b27c-11ed-9447-b4055d63f15c","牙科种植专用器械包-转移体","5054","YZTGJ-C-3 转移体(闭窗式)","钛合金","C0702041390200209474","C07020413902002094740000033"]
[209,"S01980001","拜阿蒙牙种植体系统","四级纯钛种植体产品系统","四川拜阿蒙生物活性材料有限责任公司","四川拜阿蒙生物活性材料有限责任公司","转移杆","川械注准20202170181","牙科种植专用器械包",null,"包含注册证下相关部件所有材质","不区分材质","个",40,"abd17063-b31a-11ed-9447-b4055d63f15c","b01a751e-4e74-11ec-921a-0050568f9c84","川械注准20202170181","牙科种植专用器械包","四川拜阿蒙生物活性材料有限责任公司","四川拜阿蒙生物活性材料有限责任公司","04297ad9-b27c-11ed-9447-b4055d63f15c","牙科种植专用器械包-转移体","5027","YZTGJ-A-4 转移体(闭窗式)","钛合金","C0702041390200209474","C07020413902002094740000052"]
[205,"S01980001","拜阿蒙牙种植体系统","四级纯钛种植体产品系统","四川拜阿蒙生物活性材料有限责任公司","四川拜阿蒙生物活性材料有限责任公司","修复基台（单牙）","国械注准20183171641","牙种植体",null,"包含注册证下相关部件纯钛或钛合金材质","适用于单牙种植修复基台、材质为纯钛或钛合金","个",115,"72a933a2-6fa2-11ec-a355-0050568f40ec","e92c6d4c-568d-11ed-9447-b4055d63f15c","国械注准20183171641","牙种植体","四川拜阿蒙生物活性材料有限责任公司","四川拜阿蒙生物活性材料有限责任公司","3a3cba8e982311ecb3f890e2ba8d9d30","牙种植体","0054-8060(标准基台)","0201","钛合金","C0702021380100109474","C07020213801001094740000019"]
[205,"S01980001","拜阿蒙牙种植体系统","四级纯钛种植体产品系统","四川拜阿蒙生物活性材料有限责任公司","四川拜阿蒙生物活性材料有限责任公司","修复基台（单牙）","国械注准20183171641","牙种植体",null,"包含注册证下相关部件纯钛或钛合金材质","适用于单牙种植修复基台、材质为纯钛或钛合金","个",115,"72aa9db1-6fa2-11ec-a355-0050568f40ec","e92c6d4c-568d-11ed-9447-b4055d63f15c","国械注准20183171641","牙种植体","四川拜阿蒙生物活性材料有限责任公司","四川拜阿蒙生物活性材料有限责任公司","3a3cba8e982311ecb3f890e2ba8d9d30","牙种植体","0027-1040(可调磨基台)","0209","钛合金","C0702021380100109474","C07020213801001094740000032"]
[205,"S01980001","拜阿蒙牙种植体系统","四级纯钛种植体产品系统","四川拜阿蒙生物活性材料有限责任公司","四川拜阿蒙生物活性材料有限责任公司","修复基台（单牙）","国械注准20183171641","牙种植体",null,"包含注册证下相关部件纯钛或钛合金材质","适用于单牙种植修复基台、材质为纯钛或钛合金","个",115,"72ab5571-6fa2-11ec-a355-0050568f40ec","e92c6d4c-568d-11ed-9447-b4055d63f15c","国械注准20183171641","牙种植体","四川拜阿蒙生物活性材料有限责任公司","四川拜阿蒙生物活性材料有限责任公司","3a3cba8e982311ecb3f890e2ba8d9d30","牙种植体","0054-1050(美学基台)","0208","钛合金","C0702021380100109474","C07020213801001094740000055"]
[205,"S01980001","拜阿蒙牙种植体系统","四级纯钛种植体产品系统","四川拜阿蒙生物活性材料有限责任公司","四川拜阿蒙生物活性材料有限责任公司","修复基台（单牙）","国械注准20183171641","牙种植体",null,"包含注册证下相关部件纯钛或钛合金材质","适用于单牙种植修复基台、材质为纯钛或钛合金","个",115,"72abb15e-6fa2-11ec-a355-0050568f40ec","e92c6d4c-568d-11ed-9447-b4055d63f15c","国械注准20183171641","牙种植体","四川拜阿蒙生物活性材料有限责任公司","四川拜阿蒙生物活性材料有限责任公司","3a3cba8e982311ecb3f890e2ba8d9d30","牙种植体","0045-6050(可调磨基台)","0209","钛合金","C0702021380100109474","C07020213801001094740000079"]
[205,"S01980001","拜阿蒙牙种植体系统","四级纯钛种植体产品系统","四川拜阿蒙生物活性材料有限责任公司","四川拜阿蒙生物活性材料有限责任公司","修复基台（单牙）","国械注准20183171641","牙种植体",null,"包含注册证下相关部件纯钛或钛合金材质","适用于单牙种植修复基台、材质为纯钛或钛合金","个",115,"72ac114d-6fa2-11ec-a355-0050568f40ec","e92c6d4c-568d-11ed-9447-b4055d63f15c","国械注准20183171641","牙种植体","四川拜阿蒙生物活性材料有限责任公司","四川拜阿蒙生物活性材料有限责任公司","3a3cba8e982311ecb3f890e2ba8d9d30","牙种植体","0045-1260(美学基台)","0204","钛合金","C0702021380100109474","C07020213801001094740000107"]
[205,"S01980001","拜阿蒙牙种植体系统","四级纯钛种植体产品系统","四川拜阿蒙生物活性材料有限责任公司","四川拜阿蒙生物活性材料有限责任公司","修复基台（单牙）","国械注准20183171641","牙种植体",null,"包含注册证下相关部件纯钛或钛合金材质","适用于单牙种植修复基台、材质为纯钛或钛合金","个",115,"72ac948a-6fa2-11ec-a355-0050568f40ec","e92c6d4c-568d-11ed-9447-b4055d63f15c","国械注准20183171641","牙种植体","四川拜阿蒙生物活性材料有限责任公司","四川拜阿蒙生物活性材料有限责任公司","3a3cba8e982311ecb3f890e2ba8d9d30","牙种植体","0027-4050(美学基台)","0207","钛合金","C0702021380100109474","C07020213801001094740000140"]
[205,"S01980001","拜阿蒙牙种植体系统","四级纯钛种植体产品系统","四川拜阿蒙生物活性材料有限责任公司","四川拜阿蒙生物活性材料有限责任公司","修复基台（单牙）","国械注准20183171641","牙种植体",null,"包含注册证下相关部件纯钛或钛合金材质","适用于单牙种植修复基台、材质为纯钛或钛合金","个",115,"72acc300-6fa2-11ec-a355-0050568f40ec","e92c6d4c-568d-11ed-9447-b4055d63f15c","国械注准20183171641","牙种植体","四川拜阿蒙生物活性材料有限责任公司","四川拜阿蒙生物活性材料有限责任公司","3a3cba8e982311ecb3f890e2ba8d9d30","牙种植体","0027-3040(美学基台)","0207","钛合金","C0702021380100109474","C07020213801001094740000146"]
[205,"S01980001","拜阿蒙牙种植体系统","四级纯钛种植体产品系统","四川拜阿蒙生物活性材料有限责任公司","四川拜阿蒙生物活性材料有限责任公司","修复基台（单牙）","国械注准20183171641","牙种植体",null,"包含注册证下相关部件纯钛或钛合金材质","适用于单牙种植修复基台、材质为纯钛或钛合金","个",115,"72ad49e3-6fa2-11ec-a355-0050568f40ec","e92c6d4c-568d-11ed-9447-b4055d63f15c","国械注准20183171641","牙种植体","四川拜阿蒙生物活性材料有限责任公司","四川拜阿蒙生物活性材料有限责任公司","3a3cba8e982311ecb3f890e2ba8d9d30","牙种植体","0045-4040(美学基台)","0204","钛合金","C0702021380100109474","C07020213801001094740000182"]
[205,"S01980001","拜阿蒙牙种植体系统","四级纯钛种植体产品系统","四川拜阿蒙生物活性材料有限责任公司","四川拜阿蒙生物活性材料有限责任公司","修复基台（单牙）","国械注准20183171641","牙种植体",null,"包含注册证下相关部件纯钛或钛合金材质","适用于单牙种植修复基台、材质为纯钛或钛合金","个",115,"72ad6575-6fa2-11ec-a355-0050568f40ec","e92c6d4c-568d-11ed-9447-b4055d63f15c","国械注准20183171641","牙种植体","四川拜阿蒙生物活性材料有限责任公司","四川拜阿蒙生物活性材料有限责任公司","3a3cba8e982311ecb3f890e2ba8d9d30","牙种植体","0054-8050(标准基台)","0201","钛合金","C0702021380100109474","C07020213801001094740000192"]
[205,"S01980001","拜阿蒙牙种植体系统","四级纯钛种植体产品系统","四川拜阿蒙生物活性材料有限责任公司","四川拜阿蒙生物活性材料有限责任公司","修复基台（单牙）","国械注准20183171641","牙种植体",null,"包含注册证下相关部件纯钛或钛合金材质","适用于单牙种植修复基台、材质为纯钛或钛合金","个",115,"72ade32d-6fa2-11ec-a355-0050568f40ec","e92c6d4c-568d-11ed-9447-b4055d63f15c","国械注准20183171641","牙种植体","四川拜阿蒙生物活性材料有限责任公司","四川拜阿蒙生物活性材料有限责任公司","3a3cba8e982311ecb3f890e2ba8d9d30","牙种植体","0054-1250(美学基台)","0207","钛合金","C0702021380100109474","C07020213801001094740000228"]
[205,"S01980001","拜阿蒙牙种植体系统","四级纯钛种植体产品系统","四川拜阿蒙生物活性材料有限责任公司","四川拜阿蒙生物活性材料有限责任公司","修复基台（单牙）","国械注准20183171641","牙种植体",null,"包含注册证下相关部件纯钛或钛合金材质","适用于单牙种植修复基台、材质为纯钛或钛合金","个",115,"72ae1d51-6fa2-11ec-a355-0050568f40ec","e92c6d4c-568d-11ed-9447-b4055d63f15c","国械注准20183171641","牙种植体","四川拜阿蒙生物活性材料有限责任公司","四川拜阿蒙生物活性材料有限责任公司","3a3cba8e982311ecb3f890e2ba8d9d30","牙种植体","0054-3060(可调磨基台)","0211","钛合金","C0702021380100109474","C07020213801001094740000245"]
[205,"S01980001","拜阿蒙牙种植体系统","四级纯钛种植体产品系统","四川拜阿蒙生物活性材料有限责任公司","四川拜阿蒙生物活性材料有限责任公司","修复基台（单牙）","国械注准20183171641","牙种植体",null,"包含注册证下相关部件纯钛或钛合金材质","适用于单牙种植修复基台、材质为纯钛或钛合金","个",115,"72ae4bf7-6fa2-11ec-a355-0050568f40ec","e92c6d4c-568d-11ed-9447-b4055d63f15c","国械注准20183171641","牙种植体","四川拜阿蒙生物活性材料有限责任公司","四川拜阿蒙生物活性材料有限责任公司","3a3cba8e982311ecb3f890e2ba8d9d30","牙种植体","0045-3060(可调磨基台)","0211","钛合金","C0702021380100109474","C07020213801001094740000265"]
[205,"S01980001","拜阿蒙牙种植体系统","四级纯钛种植体产品系统","四川拜阿蒙生物活性材料有限责任公司","四川拜阿蒙生物活性材料有限责任公司","修复基台（单牙）","国械注准20183171641","牙种植体",null,"包含注册证下相关部件纯钛或钛合金材质","适用于单牙种植修复基台、材质为纯钛或钛合金","个",115,"72ae9849-6fa2-11ec-a355-0050568f40ec","e92c6d4c-568d-11ed-9447-b4055d63f15c","国械注准20183171641","牙种植体","四川拜阿蒙生物活性材料有限责任公司","四川拜阿蒙生物活性材料有限责任公司","3a3cba8e982311ecb3f890e2ba8d9d30","牙种植体","0000-6040(标准基台)","0203","钛合金","C0702021380100109474","C07020213801001094740000288"]
[205,"S01980001","拜阿蒙牙种植体系统","四级纯钛种植体产品系统","四川拜阿蒙生物活性材料有限责任公司","四川拜阿蒙生物活性材料有限责任公司","修复基台（单牙）","国械注准20183171641","牙种植体",null,"包含注册证下相关部件纯钛或钛合金材质","适用于单牙种植修复基台、材质为纯钛或钛合金","个",115,"72aeeab0-6fa2-11ec-a355-0050568f40ec","e92c6d4c-568d-11ed-9447-b4055d63f15c","国械注准20183171641","牙种植体","四川拜阿蒙生物活性材料有限责任公司","四川拜阿蒙生物活性材料有限责任公司","3a3cba8e982311ecb3f890e2ba8d9d30","牙种植体","0027-1260(可调磨基台)","0209","钛合金","C0702021380100109474","C07020213801001094740000320"]
[205,"S01980001","拜阿蒙牙种植体系统","四级纯钛种植体产品系统","四川拜阿蒙生物活性材料有限责任公司","四川拜阿蒙生物活性材料有限责任公司","修复基台（单牙）","国械注准20183171641","牙种植体",null,"包含注册证下相关部件纯钛或钛合金材质","适用于单牙种植修复基台、材质为纯钛或钛合金","个",115,"72af2f4e-6fa2-11ec-a355-0050568f40ec","e92c6d4c-568d-11ed-9447-b4055d63f15c","国械注准20183171641","牙种植体","四川拜阿蒙生物活性材料有限责任公司","四川拜阿蒙生物活性材料有限责任公司","3a3cba8e982311ecb3f890e2ba8d9d30","牙种植体","0036-8040(标准基台)","0201","钛合金","C0702021380100109474","C07020213801001094740000339"]
[205,"S01980001","拜阿蒙牙种植体系统","四级纯钛种植体产品系统","四川拜阿蒙生物活性材料有限责任公司","四川拜阿蒙生物活性材料有限责任公司","修复基台（单牙）","国械注准20183171641","牙种植体",null,"包含注册证下相关部件纯钛或钛合金材质","适用于单牙种植修复基台、材质为纯钛或钛合金","个",115,"72af4805-6fa2-11ec-a355-0050568f40ec","e92c6d4c-568d-11ed-9447-b4055d63f15c","国械注准20183171641","牙种植体","四川拜阿蒙生物活性材料有限责任公司","四川拜阿蒙生物活性材料有限责任公司","3a3cba8e982311ecb3f890e2ba8d9d30","牙种植体","0036-4050(美学基台)","0202","钛合金","C0702021380100109474","C07020213801001094740000348"]
[205,"S01980001","拜阿蒙牙种植体系统","四级纯钛种植体产品系统","四川拜阿蒙生物活性材料有限责任公司","四川拜阿蒙生物活性材料有限责任公司","修复基台（单牙）","国械注准20183171641","牙种植体",null,"包含注册证下相关部件纯钛或钛合金材质","适用于单牙种植修复基台、材质为纯钛或钛合金","个",115,"72af8ffe-6fa2-11ec-a355-0050568f40ec","e92c6d4c-568d-11ed-9447-b4055d63f15c","国械注准20183171641","牙种植体","四川拜阿蒙生物活性材料有限责任公司","四川拜阿蒙生物活性材料有限责任公司","3a3cba8e982311ecb3f890e2ba8d9d30","牙种植体","0018-3040(标准基台)","0201","钛合金","C0702021380100109474","C07020213801001094740000369"]
[205,"S01980001","拜阿蒙牙种植体系统","四级纯钛种植体产品系统","四川拜阿蒙生物活性材料有限责任公司","四川拜阿蒙生物活性材料有限责任公司","修复基台（单牙）","国械注准20183171641","牙种植体",null,"包含注册证下相关部件纯钛或钛合金材质","适用于单牙种植修复基台、材质为纯钛或钛合金","个",115,"72afeed1-6fa2-11ec-a355-0050568f40ec","e92c6d4c-568d-11ed-9447-b4055d63f15c","国械注准20183171641","牙种植体","四川拜阿蒙生物活性材料有限责任公司","四川拜阿蒙生物活性材料有限责任公司","3a3cba8e982311ecb3f890e2ba8d9d30","牙种植体","0018-1040(可调磨基台)","0211","钛合金","C0702021380100109474","C07020213801001094740000391"]
[205,"S01980001","拜阿蒙牙种植体系统","四级纯钛种植体产品系统","四川拜阿蒙生物活性材料有限责任公司","四川拜阿蒙生物活性材料有限责任公司","修复基台（单牙）","国械注准20183171641","牙种植体",null,"包含注册证下相关部件纯钛或钛合金材质","适用于单牙种植修复基台、材质为纯钛或钛合金","个",115,"72b05e0d-6fa2-11ec-a355-0050568f40ec","e92c6d4c-568d-11ed-9447-b4055d63f15c","国械注准20183171641","牙种植体","四川拜阿蒙生物活性材料有限责任公司","四川拜阿蒙生物活性材料有限责任公司","3a3cba8e982311ecb3f890e2ba8d9d30","牙种植体","0054-6040(美学基台)","0204","钛合金","C0702021380100109474","C07020213801001094740000418"]
[205,"S01980001","拜阿蒙牙种植体系统","四级纯钛种植体产品系统","四川拜阿蒙生物活性材料有限责任公司","四川拜阿蒙生物活性材料有限责任公司","修复基台（单牙）","国械注准20183171641","牙种植体",null,"包含注册证下相关部件纯钛或钛合金材质","适用于单牙种植修复基台、材质为纯钛或钛合金","个",115,"72b0b69a-6fa2-11ec-a355-0050568f40ec","e92c6d4c-568d-11ed-9447-b4055d63f15c","国械注准20183171641","牙种植体","四川拜阿蒙生物活性材料有限责任公司","四川拜阿蒙生物活性材料有限责任公司","3a3cba8e982311ecb3f890e2ba8d9d30","牙种植体","0036-1040(可调磨基台)","0211","钛合金","C0702021380100109474","C07020213801001094740000445"]
[205,"S01980001","拜阿蒙牙种植体系统","四级纯钛种植体产品系统","四川拜阿蒙生物活性材料有限责任公司","四川拜阿蒙生物活性材料有限责任公司","修复基台（单牙）","国械注准20183171641","牙种植体",null,"包含注册证下相关部件纯钛或钛合金材质","适用于单牙种植修复基台、材质为纯钛或钛合金","个",115,"72b0eac8-6fa2-11ec-a355-0050568f40ec","e92c6d4c-568d-11ed-9447-b4055d63f15c","国械注准20183171641","牙种植体","四川拜阿蒙生物活性材料有限责任公司","四川拜阿蒙生物活性材料有限责任公司","3a3cba8e982311ecb3f890e2ba8d9d30","牙种植体","0009-8050(可调磨基台)","0211","钛合金","C0702021380100109474","C07020213801001094740000467"]
[205,"S01980001","拜阿蒙牙种植体系统","四级纯钛种植体产品系统","四川拜阿蒙生物活性材料有限责任公司","四川拜阿蒙生物活性材料有限责任公司","修复基台（单牙）","国械注准20183171641","牙种植体",null,"包含注册证下相关部件纯钛或钛合金材质","适用于单牙种植修复基台、材质为纯钛或钛合金","个",115,"72b10c31-6fa2-11ec-a355-0050568f40ec","e92c6d4c-568d-11ed-9447-b4055d63f15c","国械注准20183171641","牙种植体","四川拜阿蒙生物活性材料有限责任公司","四川拜阿蒙生物活性材料有限责任公司","3a3cba8e982311ecb3f890e2ba8d9d30","牙种植体","0000-1240(可调磨基台)","0211","钛合金","C0702021380100109474","C07020213801001094740000480"]
[205,"S01980001","拜阿蒙牙种植体系统","四级纯钛种植体产品系统","四川拜阿蒙生物活性材料有限责任公司","四川拜阿蒙生物活性材料有限责任公司","修复基台（单牙）","国械注准20183171641","牙种植体",null,"包含注册证下相关部件纯钛或钛合金材质","适用于单牙种植修复基台、材质为纯钛或钛合金","个",115,"72b1d602-6fa2-11ec-a355-0050568f40ec","e92c6d4c-568d-11ed-9447-b4055d63f15c","国械注准20183171641","牙种植体","四川拜阿蒙生物活性材料有限责任公司","四川拜阿蒙生物活性材料有限责任公司","3a3cba8e982311ecb3f890e2ba8d9d30","牙种植体","0054-6040(美学基台)","0202","钛合金","C0702021380100109474","C07020213801001094740000523"]
[205,"S01980001","拜阿蒙牙种植体系统","四级纯钛种植体产品系统","四川拜阿蒙生物活性材料有限责任公司","四川拜阿蒙生物活性材料有限责任公司","修复基台（单牙）","国械注准20183171641","牙种植体",null,"包含注册证下相关部件纯钛或钛合金材质","适用于单牙种植修复基台、材质为纯钛或钛合金","个",115,"72b22819-6fa2-11ec-a355-0050568f40ec","e92c6d4c-568d-11ed-9447-b4055d63f15c","国械注准20183171641","牙种植体","四川拜阿蒙生物活性材料有限责任公司","四川拜阿蒙生物活性材料有限责任公司","3a3cba8e982311ecb3f890e2ba8d9d30","牙种植体","0045-6040(美学基台)","0204","钛合金","C0702021380100109474","C07020213801001094740000549"]
[205,"S01980001","拜阿蒙牙种植体系统","四级纯钛种植体产品系统","四川拜阿蒙生物活性材料有限责任公司","四川拜阿蒙生物活性材料有限责任公司","修复基台（单牙）","国械注准20183171641","牙种植体",null,"包含注册证下相关部件纯钛或钛合金材质","适用于单牙种植修复基台、材质为纯钛或钛合金","个",115,"72b268a8-6fa2-11ec-a355-0050568f40ec","e92c6d4c-568d-11ed-9447-b4055d63f15c","国械注准20183171641","牙种植体","四川拜阿蒙生物活性材料有限责任公司","四川拜阿蒙生物活性材料有限责任公司","3a3cba8e982311ecb3f890e2ba8d9d30","牙种植体","0054-1040(美学基台)","0204","钛合金","C0702021380100109474","C07020213801001094740000575"]
[205,"S01980001","拜阿蒙牙种植体系统","四级纯钛种植体产品系统","四川拜阿蒙生物活性材料有限责任公司","四川拜阿蒙生物活性材料有限责任公司","修复基台（单牙）","国械注准20183171641","牙种植体",null,"包含注册证下相关部件纯钛或钛合金材质","适用于单牙种植修复基台、材质为纯钛或钛合金","个",115,"72b280aa-6fa2-11ec-a355-0050568f40ec","e92c6d4c-568d-11ed-9447-b4055d63f15c","国械注准20183171641","牙种植体","四川拜阿蒙生物活性材料有限责任公司","四川拜阿蒙生物活性材料有限责任公司","3a3cba8e982311ecb3f890e2ba8d9d30","牙种植体","0018-1060(美学基台)","0202","钛合金","C0702021380100109474","C07020213801001094740000585"]
[205,"S01980001","拜阿蒙牙种植体系统","四级纯钛种植体产品系统","四川拜阿蒙生物活性材料有限责任公司","四川拜阿蒙生物活性材料有限责任公司","修复基台（单牙）","国械注准20183171641","牙种植体",null,"包含注册证下相关部件纯钛或钛合金材质","适用于单牙种植修复基台、材质为纯钛或钛合金","个",115,"72b2dbd3-6fa2-11ec-a355-0050568f40ec","e92c6d4c-568d-11ed-9447-b4055d63f15c","国械注准20183171641","牙种植体","四川拜阿蒙生物活性材料有限责任公司","四川拜阿蒙生物活性材料有限责任公司","3a3cba8e982311ecb3f890e2ba8d9d30","牙种植体","0036-1250(可调磨基台)","0211","钛合金","C0702021380100109474","C07020213801001094740000614"]
[205,"S01980001","拜阿蒙牙种植体系统","四级纯钛种植体产品系统","四川拜阿蒙生物活性材料有限责任公司","四川拜阿蒙生物活性材料有限责任公司","修复基台（单牙）","国械注准20183171641","牙种植体",null,"包含注册证下相关部件纯钛或钛合金材质","适用于单牙种植修复基台、材质为纯钛或钛合金","个",115,"72b30c9b-6fa2-11ec-a355-0050568f40ec","e92c6d4c-568d-11ed-9447-b4055d63f15c","国械注准20183171641","牙种植体","四川拜阿蒙生物活性材料有限责任公司","四川拜阿蒙生物活性材料有限责任公司","3a3cba8e982311ecb3f890e2ba8d9d30","牙种植体","0045-1040(标准基台)","0201","钛合金","C0702021380100109474","C07020213801001094740000635"]
[205,"S01980001","拜阿蒙牙种植体系统","四级纯钛种植体产品系统","四川拜阿蒙生物活性材料有限责任公司","四川拜阿蒙生物活性材料有限责任公司","修复基台（单牙）","国械注准20183171641","牙种植体",null,"包含注册证下相关部件纯钛或钛合金材质","适用于单牙种植修复基台、材质为纯钛或钛合金","个",115,"72b3565c-6fa2-11ec-a355-0050568f40ec","e92c6d4c-568d-11ed-9447-b4055d63f15c","国械注准20183171641","牙种植体","四川拜阿蒙生物活性材料有限责任公司","四川拜阿蒙生物活性材料有限责任公司","3a3cba8e982311ecb3f890e2ba8d9d30","牙种植体","0018-1260(标准基台)","0203","钛合金","C0702021380100109474","C07020213801001094740000656"]
[205,"S01980001","拜阿蒙牙种植体系统","四级纯钛种植体产品系统","四川拜阿蒙生物活性材料有限责任公司","四川拜阿蒙生物活性材料有限责任公司","修复基台（单牙）","国械注准20183171641","牙种植体",null,"包含注册证下相关部件纯钛或钛合金材质","适用于单牙种植修复基台、材质为纯钛或钛合金","个",115,"72b38c33-6fa2-11ec-a355-0050568f40ec","e92c6d4c-568d-11ed-9447-b4055d63f15c","国械注准20183171641","牙种植体","四川拜阿蒙生物活性材料有限责任公司","四川拜阿蒙生物活性材料有限责任公司","3a3cba8e982311ecb3f890e2ba8d9d30","牙种植体","0036-4050(标准基台)","0201","钛合金","C0702021380100109474","C07020213801001094740000669"]
[205,"S01980001","拜阿蒙牙种植体系统","四级纯钛种植体产品系统","四川拜阿蒙生物活性材料有限责任公司","四川拜阿蒙生物活性材料有限责任公司","修复基台（单牙）","国械注准20183171641","牙种植体",null,"包含注册证下相关部件纯钛或钛合金材质","适用于单牙种植修复基台、材质为纯钛或钛合金","个",115,"72b41f5f-6fa2-11ec-a355-0050568f40ec","e92c6d4c-568d-11ed-9447-b4055d63f15c","国械注准20183171641","牙种植体","四川拜阿蒙生物活性材料有限责任公司","四川拜阿蒙生物活性材料有限责任公司","3a3cba8e982311ecb3f890e2ba8d9d30","牙种植体","0036-1240(可调磨基台)","0210","钛合金","C0702021380100109474","C07020213801001094740000710"]
[205,"S01980001","拜阿蒙牙种植体系统","四级纯钛种植体产品系统","四川拜阿蒙生物活性材料有限责任公司","四川拜阿蒙生物活性材料有限责任公司","修复基台（单牙）","国械注准20183171641","牙种植体",null,"包含注册证下相关部件纯钛或钛合金材质","适用于单牙种植修复基台、材质为纯钛或钛合金","个",115,"72b43159-6fa2-11ec-a355-0050568f40ec","e92c6d4c-568d-11ed-9447-b4055d63f15c","国械注准20183171641","牙种植体","四川拜阿蒙生物活性材料有限责任公司","四川拜阿蒙生物活性材料有限责任公司","3a3cba8e982311ecb3f890e2ba8d9d30","牙种植体","0036-6040(美学基台)","0207","钛合金","C0702021380100109474","C07020213801001094740000717"]
[205,"S01980001","拜阿蒙牙种植体系统","四级纯钛种植体产品系统","四川拜阿蒙生物活性材料有限责任公司","四川拜阿蒙生物活性材料有限责任公司","修复基台（单牙）","国械注准20183171641","牙种植体",null,"包含注册证下相关部件纯钛或钛合金材质","适用于单牙种植修复基台、材质为纯钛或钛合金","个",115,"72b4ab2b-6fa2-11ec-a355-0050568f40ec","e92c6d4c-568d-11ed-9447-b4055d63f15c","国械注准20183171641","牙种植体","四川拜阿蒙生物活性材料有限责任公司","四川拜阿蒙生物活性材料有限责任公司","3a3cba8e982311ecb3f890e2ba8d9d30","牙种植体","0018-1060(可调磨基台)","0209","钛合金","C0702021380100109474","C07020213801001094740000753"]
[205,"S01980001","拜阿蒙牙种植体系统","四级纯钛种植体产品系统","四川拜阿蒙生物活性材料有限责任公司","四川拜阿蒙生物活性材料有限责任公司","修复基台（单牙）","国械注准20183171641","牙种植体",null,"包含注册证下相关部件纯钛或钛合金材质","适用于单牙种植修复基台、材质为纯钛或钛合金","个",115,"72b4cd0f-6fa2-11ec-a355-0050568f40ec","e92c6d4c-568d-11ed-9447-b4055d63f15c","国械注准20183171641","牙种植体","四川拜阿蒙生物活性材料有限责任公司","四川拜阿蒙生物活性材料有限责任公司","3a3cba8e982311ecb3f890e2ba8d9d30","牙种植体","0000-1260(美学基台)","0204","钛合金","C0702021380100109474","C07020213801001094740000760"]
[205,"S01980001","拜阿蒙牙种植体系统","四级纯钛种植体产品系统","四川拜阿蒙生物活性材料有限责任公司","四川拜阿蒙生物活性材料有限责任公司","修复基台（单牙）","国械注准20183171641","牙种植体",null,"包含注册证下相关部件纯钛或钛合金材质","适用于单牙种植修复基台、材质为纯钛或钛合金","个",115,"72b52cdf-6fa2-11ec-a355-0050568f40ec","e92c6d4c-568d-11ed-9447-b4055d63f15c","国械注准20183171641","牙种植体","四川拜阿蒙生物活性材料有限责任公司","四川拜阿蒙生物活性材料有限责任公司","3a3cba8e982311ecb3f890e2ba8d9d30","牙种植体","0009-3060(美学基台)","0202","钛合金","C0702021380100109474","C07020213801001094740000789"]
[205,"S01980001","拜阿蒙牙种植体系统","四级纯钛种植体产品系统","四川拜阿蒙生物活性材料有限责任公司","四川拜阿蒙生物活性材料有限责任公司","修复基台（单牙）","国械注准20183171641","牙种植体",null,"包含注册证下相关部件纯钛或钛合金材质","适用于单牙种植修复基台、材质为纯钛或钛合金","个",115,"72b56880-6fa2-11ec-a355-0050568f40ec","e92c6d4c-568d-11ed-9447-b4055d63f15c","国械注准20183171641","牙种植体","四川拜阿蒙生物活性材料有限责任公司","四川拜阿蒙生物活性材料有限责任公司","3a3cba8e982311ecb3f890e2ba8d9d30","牙种植体","0000-1050(标准基台)","0201","钛合金","C0702021380100109474","C07020213801001094740000811"]
[205,"S01980001","拜阿蒙牙种植体系统","四级纯钛种植体产品系统","四川拜阿蒙生物活性材料有限责任公司","四川拜阿蒙生物活性材料有限责任公司","修复基台（单牙）","国械注准20183171641","牙种植体",null,"包含注册证下相关部件纯钛或钛合金材质","适用于单牙种植修复基台、材质为纯钛或钛合金","个",115,"72b5ac63-6fa2-11ec-a355-0050568f40ec","e92c6d4c-568d-11ed-9447-b4055d63f15c","国械注准20183171641","牙种植体","四川拜阿蒙生物活性材料有限责任公司","四川拜阿蒙生物活性材料有限责任公司","3a3cba8e982311ecb3f890e2ba8d9d30","牙种植体","0054-6040(美学基台)","0208","钛合金","C0702021380100109474","C07020213801001094740000831"]
[205,"S01980001","拜阿蒙牙种植体系统","四级纯钛种植体产品系统","四川拜阿蒙生物活性材料有限责任公司","四川拜阿蒙生物活性材料有限责任公司","修复基台（单牙）","国械注准20183171641","牙种植体",null,"包含注册证下相关部件纯钛或钛合金材质","适用于单牙种植修复基台、材质为纯钛或钛合金","个",115,"72b60240-6fa2-11ec-a355-0050568f40ec","e92c6d4c-568d-11ed-9447-b4055d63f15c","国械注准20183171641","牙种植体","四川拜阿蒙生物活性材料有限责任公司","四川拜阿蒙生物活性材料有限责任公司","3a3cba8e982311ecb3f890e2ba8d9d30","牙种植体","0054-1040(可调磨基台)","0210","钛合金","C0702021380100109474","C07020213801001094740000860"]
[205,"S01980001","拜阿蒙牙种植体系统","四级纯钛种植体产品系统","四川拜阿蒙生物活性材料有限责任公司","四川拜阿蒙生物活性材料有限责任公司","修复基台（单牙）","国械注准20183171641","牙种植体",null,"包含注册证下相关部件纯钛或钛合金材质","适用于单牙种植修复基台、材质为纯钛或钛合金","个",115,"72b61c4b-6fa2-11ec-a355-0050568f40ec","e92c6d4c-568d-11ed-9447-b4055d63f15c","国械注准20183171641","牙种植体","四川拜阿蒙生物活性材料有限责任公司","四川拜阿蒙生物活性材料有限责任公司","3a3cba8e982311ecb3f890e2ba8d9d30","牙种植体","0045-1250(标准基台)","0203","钛合金","C0702021380100109474","C07020213801001094740000871"]
[205,"S01980001","拜阿蒙牙种植体系统","四级纯钛种植体产品系统","四川拜阿蒙生物活性材料有限责任公司","四川拜阿蒙生物活性材料有限责任公司","修复基台（单牙）","国械注准20183171641","牙种植体",null,"包含注册证下相关部件纯钛或钛合金材质","适用于单牙种植修复基台、材质为纯钛或钛合金","个",115,"72b65ab3-6fa2-11ec-a355-0050568f40ec","e92c6d4c-568d-11ed-9447-b4055d63f15c","国械注准20183171641","牙种植体","四川拜阿蒙生物活性材料有限责任公司","四川拜阿蒙生物活性材料有限责任公司","3a3cba8e982311ecb3f890e2ba8d9d30","牙种植体","0036-8060(可调磨基台)","0210","钛合金","C0702021380100109474","C07020213801001094740000891"]
[205,"S01980001","拜阿蒙牙种植体系统","四级纯钛种植体产品系统","四川拜阿蒙生物活性材料有限责任公司","四川拜阿蒙生物活性材料有限责任公司","修复基台（单牙）","国械注准20183171641","牙种植体",null,"包含注册证下相关部件纯钛或钛合金材质","适用于单牙种植修复基台、材质为纯钛或钛合金","个",115,"72b6a381-6fa2-11ec-a355-0050568f40ec","e92c6d4c-568d-11ed-9447-b4055d63f15c","国械注准20183171641","牙种植体","四川拜阿蒙生物活性材料有限责任公司","四川拜阿蒙生物活性材料有限责任公司","3a3cba8e982311ecb3f890e2ba8d9d30","牙种植体","0045-4050(标准基台)","0203","钛合金","C0702021380100109474","C07020213801001094740000914"]
[205,"S01980001","拜阿蒙牙种植体系统","四级纯钛种植体产品系统","四川拜阿蒙生物活性材料有限责任公司","四川拜阿蒙生物活性材料有限责任公司","修复基台（单牙）","国械注准20183171641","牙种植体",null,"包含注册证下相关部件纯钛或钛合金材质","适用于单牙种植修复基台、材质为纯钛或钛合金","个",115,"72b72c8b-6fa2-11ec-a355-0050568f40ec","e92c6d4c-568d-11ed-9447-b4055d63f15c","国械注准20183171641","牙种植体","四川拜阿蒙生物活性材料有限责任公司","四川拜阿蒙生物活性材料有限责任公司","3a3cba8e982311ecb3f890e2ba8d9d30","牙种植体","0018-6040(美学基台)","0208","钛合金","C0702021380100109474","C07020213801001094740000956"]
[205,"S01980001","拜阿蒙牙种植体系统","四级纯钛种植体产品系统","四川拜阿蒙生物活性材料有限责任公司","四川拜阿蒙生物活性材料有限责任公司","修复基台（单牙）","国械注准20183171641","牙种植体",null,"包含注册证下相关部件纯钛或钛合金材质","适用于单牙种植修复基台、材质为纯钛或钛合金","个",115,"72b74691-6fa2-11ec-a355-0050568f40ec","e92c6d4c-568d-11ed-9447-b4055d63f15c","国械注准20183171641","牙种植体","四川拜阿蒙生物活性材料有限责任公司","四川拜阿蒙生物活性材料有限责任公司","3a3cba8e982311ecb3f890e2ba8d9d30","牙种植体","0000-6050(可调磨基台)","0211","钛合金","C0702021380100109474","C07020213801001094740000966"]
[205,"S01980001","拜阿蒙牙种植体系统","四级纯钛种植体产品系统","四川拜阿蒙生物活性材料有限责任公司","四川拜阿蒙生物活性材料有限责任公司","修复基台（单牙）","国械注准20183171641","牙种植体",null,"包含注册证下相关部件纯钛或钛合金材质","适用于单牙种植修复基台、材质为纯钛或钛合金","个",115,"72b79538-6fa2-11ec-a355-0050568f40ec","e92c6d4c-568d-11ed-9447-b4055d63f15c","国械注准20183171641","牙种植体","四川拜阿蒙生物活性材料有限责任公司","四川拜阿蒙生物活性材料有限责任公司","3a3cba8e982311ecb3f890e2ba8d9d30","牙种植体","0045-6060(美学基台)","0207","钛合金","C0702021380100109474","C07020213801001094740000988"]
[205,"S01980001","拜阿蒙牙种植体系统","四级纯钛种植体产品系统","四川拜阿蒙生物活性材料有限责任公司","四川拜阿蒙生物活性材料有限责任公司","修复基台（单牙）","国械注准20183171641","牙种植体",null,"包含注册证下相关部件纯钛或钛合金材质","适用于单牙种植修复基台、材质为纯钛或钛合金","个",115,"72b7f919-6fa2-11ec-a355-0050568f40ec","e92c6d4c-568d-11ed-9447-b4055d63f15c","国械注准20183171641","牙种植体","四川拜阿蒙生物活性材料有限责任公司","四川拜阿蒙生物活性材料有限责任公司","3a3cba8e982311ecb3f890e2ba8d9d30","牙种植体","0036-1050(标准基台)","0201","钛合金","C0702021380100109474","C07020213801001094740001020"]
[205,"S01980001","拜阿蒙牙种植体系统","四级纯钛种植体产品系统","四川拜阿蒙生物活性材料有限责任公司","四川拜阿蒙生物活性材料有限责任公司","修复基台（单牙）","国械注准20183171641","牙种植体",null,"包含注册证下相关部件纯钛或钛合金材质","适用于单牙种植修复基台、材质为纯钛或钛合金","个",115,"72b821f5-6fa2-11ec-a355-0050568f40ec","e92c6d4c-568d-11ed-9447-b4055d63f15c","国械注准20183171641","牙种植体","四川拜阿蒙生物活性材料有限责任公司","四川拜阿蒙生物活性材料有限责任公司","3a3cba8e982311ecb3f890e2ba8d9d30","牙种植体","0054-6040(可调磨基台)","0209","钛合金","C0702021380100109474","C07020213801001094740001036"]
[205,"S01980001","拜阿蒙牙种植体系统","四级纯钛种植体产品系统","四川拜阿蒙生物活性材料有限责任公司","四川拜阿蒙生物活性材料有限责任公司","修复基台（单牙）","国械注准20183171641","牙种植体",null,"包含注册证下相关部件纯钛或钛合金材质","适用于单牙种植修复基台、材质为纯钛或钛合金","个",115,"72b873a5-6fa2-11ec-a355-0050568f40ec","e92c6d4c-568d-11ed-9447-b4055d63f15c","国械注准20183171641","牙种植体","四川拜阿蒙生物活性材料有限责任公司","四川拜阿蒙生物活性材料有限责任公司","3a3cba8e982311ecb3f890e2ba8d9d30","牙种植体","0036-6060(可调磨基台)","0211","钛合金","C0702021380100109474","C07020213801001094740001061"]
[205,"S01980001","拜阿蒙牙种植体系统","四级纯钛种植体产品系统","四川拜阿蒙生物活性材料有限责任公司","四川拜阿蒙生物活性材料有限责任公司","修复基台（单牙）","国械注准20183171641","牙种植体",null,"包含注册证下相关部件纯钛或钛合金材质","适用于单牙种植修复基台、材质为纯钛或钛合金","个",115,"72b89fff-6fa2-11ec-a355-0050568f40ec","e92c6d4c-568d-11ed-9447-b4055d63f15c","国械注准20183171641","牙种植体","四川拜阿蒙生物活性材料有限责任公司","四川拜阿蒙生物活性材料有限责任公司","3a3cba8e982311ecb3f890e2ba8d9d30","牙种植体","0018-3060(标准基台)","0201","钛合金","C0702021380100109474","C07020213801001094740001079"]
[205,"S01980001","拜阿蒙牙种植体系统","四级纯钛种植体产品系统","四川拜阿蒙生物活性材料有限责任公司","四川拜阿蒙生物活性材料有限责任公司","修复基台（单牙）","国械注准20183171641","牙种植体",null,"包含注册证下相关部件纯钛或钛合金材质","适用于单牙种植修复基台、材质为纯钛或钛合金","个",115,"72b8bcde-6fa2-11ec-a355-0050568f40ec","e92c6d4c-568d-11ed-9447-b4055d63f15c","国械注准20183171641","牙种植体","四川拜阿蒙生物活性材料有限责任公司","四川拜阿蒙生物活性材料有限责任公司","3a3cba8e982311ecb3f890e2ba8d9d30","牙种植体","0027-8060(可调磨基台)","0209","钛合金","C0702021380100109474","C07020213801001094740001089"]
[205,"S01980001","拜阿蒙牙种植体系统","四级纯钛种植体产品系统","四川拜阿蒙生物活性材料有限责任公司","四川拜阿蒙生物活性材料有限责任公司","修复基台（单牙）","国械注准20183171641","牙种植体",null,"包含注册证下相关部件纯钛或钛合金材质","适用于单牙种植修复基台、材质为纯钛或钛合金","个",115,"72b8f0b1-6fa2-11ec-a355-0050568f40ec","e92c6d4c-568d-11ed-9447-b4055d63f15c","国械注准20183171641","牙种植体","四川拜阿蒙生物活性材料有限责任公司","四川拜阿蒙生物活性材料有限责任公司","3a3cba8e982311ecb3f890e2ba8d9d30","牙种植体","0009-6050(美学基台)","0202","钛合金","C0702021380100109474","C07020213801001094740001109"]
[205,"S01980001","拜阿蒙牙种植体系统","四级纯钛种植体产品系统","四川拜阿蒙生物活性材料有限责任公司","四川拜阿蒙生物活性材料有限责任公司","修复基台（单牙）","国械注准20183171641","牙种植体",null,"包含注册证下相关部件纯钛或钛合金材质","适用于单牙种植修复基台、材质为纯钛或钛合金","个",115,"72b96985-6fa2-11ec-a355-0050568f40ec","e92c6d4c-568d-11ed-9447-b4055d63f15c","国械注准20183171641","牙种植体","四川拜阿蒙生物活性材料有限责任公司","四川拜阿蒙生物活性材料有限责任公司","3a3cba8e982311ecb3f890e2ba8d9d30","牙种植体","0036-3040(可调磨基台)","0210","钛合金","C0702021380100109474","C07020213801001094740001144"]
[205,"S01980001","拜阿蒙牙种植体系统","四级纯钛种植体产品系统","四川拜阿蒙生物活性材料有限责任公司","四川拜阿蒙生物活性材料有限责任公司","修复基台（单牙）","国械注准20183171641","牙种植体",null,"包含注册证下相关部件纯钛或钛合金材质","适用于单牙种植修复基台、材质为纯钛或钛合金","个",115,"72b99f94-6fa2-11ec-a355-0050568f40ec","e92c6d4c-568d-11ed-9447-b4055d63f15c","国械注准20183171641","牙种植体","四川拜阿蒙生物活性材料有限责任公司","四川拜阿蒙生物活性材料有限责任公司","3a3cba8e982311ecb3f890e2ba8d9d30","牙种植体","0036-4040(美学基台)","0208","钛合金","C0702021380100109474","C07020213801001094740001165"]
[205,"S01980001","拜阿蒙牙种植体系统","四级纯钛种植体产品系统","四川拜阿蒙生物活性材料有限责任公司","四川拜阿蒙生物活性材料有限责任公司","修复基台（单牙）","国械注准20183171641","牙种植体",null,"包含注册证下相关部件纯钛或钛合金材质","适用于单牙种植修复基台、材质为纯钛或钛合金","个",115,"72b9f858-6fa2-11ec-a355-0050568f40ec","e92c6d4c-568d-11ed-9447-b4055d63f15c","国械注准20183171641","牙种植体","四川拜阿蒙生物活性材料有限责任公司","四川拜阿蒙生物活性材料有限责任公司","3a3cba8e982311ecb3f890e2ba8d9d30","牙种植体","0018-1250(标准基台)","0203","钛合金","C0702021380100109474","C07020213801001094740001198"]
[205,"S01980001","拜阿蒙牙种植体系统","四级纯钛种植体产品系统","四川拜阿蒙生物活性材料有限责任公司","四川拜阿蒙生物活性材料有限责任公司","修复基台（单牙）","国械注准20183171641","牙种植体",null,"包含注册证下相关部件纯钛或钛合金材质","适用于单牙种植修复基台、材质为纯钛或钛合金","个",115,"72ba1a39-6fa2-11ec-a355-0050568f40ec","e92c6d4c-568d-11ed-9447-b4055d63f15c","国械注准20183171641","牙种植体","四川拜阿蒙生物活性材料有限责任公司","四川拜阿蒙生物活性材料有限责任公司","3a3cba8e982311ecb3f890e2ba8d9d30","牙种植体","0045-1040(可调磨基台)","0209","钛合金","C0702021380100109474","C07020213801001094740001210"]
[205,"S01980001","拜阿蒙牙种植体系统","四级纯钛种植体产品系统","四川拜阿蒙生物活性材料有限责任公司","四川拜阿蒙生物活性材料有限责任公司","修复基台（单牙）","国械注准20183171641","牙种植体",null,"包含注册证下相关部件纯钛或钛合金材质","适用于单牙种植修复基台、材质为纯钛或钛合金","个",115,"72ba6d9c-6fa2-11ec-a355-0050568f40ec","e92c6d4c-568d-11ed-9447-b4055d63f15c","国械注准20183171641","牙种植体","四川拜阿蒙生物活性材料有限责任公司","四川拜阿蒙生物活性材料有限责任公司","3a3cba8e982311ecb3f890e2ba8d9d30","牙种植体","0045-1260(美学基台)","0202","钛合金","C0702021380100109474","C07020213801001094740001242"]
[205,"S01980001","拜阿蒙牙种植体系统","四级纯钛种植体产品系统","四川拜阿蒙生物活性材料有限责任公司","四川拜阿蒙生物活性材料有限责任公司","修复基台（单牙）","国械注准20183171641","牙种植体",null,"包含注册证下相关部件纯钛或钛合金材质","适用于单牙种植修复基台、材质为纯钛或钛合金","个",115,"72bae168-6fa2-11ec-a355-0050568f40ec","e92c6d4c-568d-11ed-9447-b4055d63f15c","国械注准20183171641","牙种植体","四川拜阿蒙生物活性材料有限责任公司","四川拜阿蒙生物活性材料有限责任公司","3a3cba8e982311ecb3f890e2ba8d9d30","牙种植体","0036-4060(美学基台)","0202","钛合金","C0702021380100109474","C07020213801001094740001274"]
[205,"S01980001","拜阿蒙牙种植体系统","四级纯钛种植体产品系统","四川拜阿蒙生物活性材料有限责任公司","四川拜阿蒙生物活性材料有限责任公司","修复基台（单牙）","国械注准20183171641","牙种植体",null,"包含注册证下相关部件纯钛或钛合金材质","适用于单牙种植修复基台、材质为纯钛或钛合金","个",115,"72bb2d33-6fa2-11ec-a355-0050568f40ec","e92c6d4c-568d-11ed-9447-b4055d63f15c","国械注准20183171641","牙种植体","四川拜阿蒙生物活性材料有限责任公司","四川拜阿蒙生物活性材料有限责任公司","3a3cba8e982311ecb3f890e2ba8d9d30","牙种植体","0027-8040(美学基台)","0208","钛合金","C0702021380100109474","C07020213801001094740001291"]
[205,"S01980001","拜阿蒙牙种植体系统","四级纯钛种植体产品系统","四川拜阿蒙生物活性材料有限责任公司","四川拜阿蒙生物活性材料有限责任公司","修复基台（单牙）","国械注准20183171641","牙种植体",null,"包含注册证下相关部件纯钛或钛合金材质","适用于单牙种植修复基台、材质为纯钛或钛合金","个",115,"72bb8204-6fa2-11ec-a355-0050568f40ec","e92c6d4c-568d-11ed-9447-b4055d63f15c","国械注准20183171641","牙种植体","四川拜阿蒙生物活性材料有限责任公司","四川拜阿蒙生物活性材料有限责任公司","3a3cba8e982311ecb3f890e2ba8d9d30","牙种植体","0018-3050(美学基台)","0204","钛合金","C0702021380100109474","C07020213801001094740001324"]
[205,"S01980001","拜阿蒙牙种植体系统","四级纯钛种植体产品系统","四川拜阿蒙生物活性材料有限责任公司","四川拜阿蒙生物活性材料有限责任公司","修复基台（单牙）","国械注准20183171641","牙种植体",null,"包含注册证下相关部件纯钛或钛合金材质","适用于单牙种植修复基台、材质为纯钛或钛合金","个",115,"72bb9290-6fa2-11ec-a355-0050568f40ec","e92c6d4c-568d-11ed-9447-b4055d63f15c","国械注准20183171641","牙种植体","四川拜阿蒙生物活性材料有限责任公司","四川拜阿蒙生物活性材料有限责任公司","3a3cba8e982311ecb3f890e2ba8d9d30","牙种植体","0018-4040(可调磨基台)","0209","钛合金","C0702021380100109474","C07020213801001094740001330"]
[205,"S01980001","拜阿蒙牙种植体系统","四级纯钛种植体产品系统","四川拜阿蒙生物活性材料有限责任公司","四川拜阿蒙生物活性材料有限责任公司","修复基台（单牙）","国械注准20183171641","牙种植体",null,"包含注册证下相关部件纯钛或钛合金材质","适用于单牙种植修复基台、材质为纯钛或钛合金","个",115,"72bbdfab-6fa2-11ec-a355-0050568f40ec","e92c6d4c-568d-11ed-9447-b4055d63f15c","国械注准20183171641","牙种植体","四川拜阿蒙生物活性材料有限责任公司","四川拜阿蒙生物活性材料有限责任公司","3a3cba8e982311ecb3f890e2ba8d9d30","牙种植体","0027-1240(美学基台)","0207","钛合金","C0702021380100109474","C07020213801001094740001361"]
[205,"S01980001","拜阿蒙牙种植体系统","四级纯钛种植体产品系统","四川拜阿蒙生物活性材料有限责任公司","四川拜阿蒙生物活性材料有限责任公司","修复基台（单牙）","国械注准20183171641","牙种植体",null,"包含注册证下相关部件纯钛或钛合金材质","适用于单牙种植修复基台、材质为纯钛或钛合金","个",115,"72bc14a8-6fa2-11ec-a355-0050568f40ec","e92c6d4c-568d-11ed-9447-b4055d63f15c","国械注准20183171641","牙种植体","四川拜阿蒙生物活性材料有限责任公司","四川拜阿蒙生物活性材料有限责任公司","3a3cba8e982311ecb3f890e2ba8d9d30","牙种植体","0027-3060(标准基台)","0203","钛合金","C0702021380100109474","C07020213801001094740001385"]
[205,"S01980001","拜阿蒙牙种植体系统","四级纯钛种植体产品系统","四川拜阿蒙生物活性材料有限责任公司","四川拜阿蒙生物活性材料有限责任公司","修复基台（单牙）","国械注准20183171641","牙种植体",null,"包含注册证下相关部件纯钛或钛合金材质","适用于单牙种植修复基台、材质为纯钛或钛合金","个",115,"a7e9679c-6f99-11ec-a355-0050568f40ec","e92c6d4c-568d-11ed-9447-b4055d63f15c","国械注准20183171641","牙种植体","四川拜阿蒙生物活性材料有限责任公司","四川拜阿蒙生物活性材料有限责任公司","3a3cba8e982311ecb3f890e2ba8d9d30","牙种植体","2036-1040(标准基台)","0201","钛合金","C0702021380100109474","C07020213801001094740001451"]
[205,"S01980001","拜阿蒙牙种植体系统","四级纯钛种植体产品系统","四川拜阿蒙生物活性材料有限责任公司","四川拜阿蒙生物活性材料有限责任公司","修复基台（单牙）","国械注准20183171641","牙种植体",null,"包含注册证下相关部件纯钛或钛合金材质","适用于单牙种植修复基台、材质为纯钛或钛合金","个",115,"a7ecc809-6f99-11ec-a355-0050568f40ec","e92c6d4c-568d-11ed-9447-b4055d63f15c","国械注准20183171641","牙种植体","四川拜阿蒙生物活性材料有限责任公司","四川拜阿蒙生物活性材料有限责任公司","3a3cba8e982311ecb3f890e2ba8d9d30","牙种植体","3054-6040(美学基台)","0202","钛合金","C0702021380100109474","C07020213801001094740001463"]
[205,"S01980001","拜阿蒙牙种植体系统","四级纯钛种植体产品系统","四川拜阿蒙生物活性材料有限责任公司","四川拜阿蒙生物活性材料有限责任公司","修复基台（单牙）","国械注准20183171641","牙种植体",null,"包含注册证下相关部件纯钛或钛合金材质","适用于单牙种植修复基台、材质为纯钛或钛合金","个",115,"a7ed2678-6f99-11ec-a355-0050568f40ec","e92c6d4c-568d-11ed-9447-b4055d63f15c","国械注准20183171641","牙种植体","四川拜阿蒙生物活性材料有限责任公司","四川拜阿蒙生物活性材料有限责任公司","3a3cba8e982311ecb3f890e2ba8d9d30","牙种植体","2009-4040(美学基台)","0202","钛合金","C0702021380100109474","C07020213801001094740001494"]
[205,"S01980001","拜阿蒙牙种植体系统","四级纯钛种植体产品系统","四川拜阿蒙生物活性材料有限责任公司","四川拜阿蒙生物活性材料有限责任公司","修复基台（单牙）","国械注准20183171641","牙种植体",null,"包含注册证下相关部件纯钛或钛合金材质","适用于单牙种植修复基台、材质为纯钛或钛合金","个",115,"a7ed5dbc-6f99-11ec-a355-0050568f40ec","e92c6d4c-568d-11ed-9447-b4055d63f15c","国械注准20183171641","牙种植体","四川拜阿蒙生物活性材料有限责任公司","四川拜阿蒙生物活性材料有限责任公司","3a3cba8e982311ecb3f890e2ba8d9d30","牙种植体","2000-1060(美学基台)","0207","钛合金","C0702021380100109474","C07020213801001094740001513"]
[205,"S01980001","拜阿蒙牙种植体系统","四级纯钛种植体产品系统","四川拜阿蒙生物活性材料有限责任公司","四川拜阿蒙生物活性材料有限责任公司","修复基台（单牙）","国械注准20183171641","牙种植体",null,"包含注册证下相关部件纯钛或钛合金材质","适用于单牙种植修复基台、材质为纯钛或钛合金","个",115,"a7ed7d4e-6f99-11ec-a355-0050568f40ec","e92c6d4c-568d-11ed-9447-b4055d63f15c","国械注准20183171641","牙种植体","四川拜阿蒙生物活性材料有限责任公司","四川拜阿蒙生物活性材料有限责任公司","3a3cba8e982311ecb3f890e2ba8d9d30","牙种植体","1000-8040(美学基台)","0204","钛合金","C0702021380100109474","C07020213801001094740001518"]
[205,"S01980001","拜阿蒙牙种植体系统","四级纯钛种植体产品系统","四川拜阿蒙生物活性材料有限责任公司","四川拜阿蒙生物活性材料有限责任公司","修复基台（单牙）","国械注准20183171641","牙种植体",null,"包含注册证下相关部件纯钛或钛合金材质","适用于单牙种植修复基台、材质为纯钛或钛合金","个",115,"a7eda6df-6f99-11ec-a355-0050568f40ec","e92c6d4c-568d-11ed-9447-b4055d63f15c","国械注准20183171641","牙种植体","四川拜阿蒙生物活性材料有限责任公司","四川拜阿蒙生物活性材料有限责任公司","3a3cba8e982311ecb3f890e2ba8d9d30","牙种植体","1027-6040(美学基台)","0208","钛合金","C0702021380100109474","C07020213801001094740001537"]
[205,"S01980001","拜阿蒙牙种植体系统","四级纯钛种植体产品系统","四川拜阿蒙生物活性材料有限责任公司","四川拜阿蒙生物活性材料有限责任公司","修复基台（单牙）","国械注准20183171641","牙种植体",null,"包含注册证下相关部件纯钛或钛合金材质","适用于单牙种植修复基台、材质为纯钛或钛合金","个",115,"a7edda05-6f99-11ec-a355-0050568f40ec","e92c6d4c-568d-11ed-9447-b4055d63f15c","国械注准20183171641","牙种植体","四川拜阿蒙生物活性材料有限责任公司","四川拜阿蒙生物活性材料有限责任公司","3a3cba8e982311ecb3f890e2ba8d9d30","牙种植体","1000-1050(可调磨基台)","0210","钛合金","C0702021380100109474","C07020213801001094740001561"]
[205,"S01980001","拜阿蒙牙种植体系统","四级纯钛种植体产品系统","四川拜阿蒙生物活性材料有限责任公司","四川拜阿蒙生物活性材料有限责任公司","修复基台（单牙）","国械注准20183171641","牙种植体",null,"包含注册证下相关部件纯钛或钛合金材质","适用于单牙种植修复基台、材质为纯钛或钛合金","个",115,"a7ee07ec-6f99-11ec-a355-0050568f40ec","e92c6d4c-568d-11ed-9447-b4055d63f15c","国械注准20183171641","牙种植体","四川拜阿蒙生物活性材料有限责任公司","四川拜阿蒙生物活性材料有限责任公司","3a3cba8e982311ecb3f890e2ba8d9d30","牙种植体","3009-8040(美学基台)","0204","钛合金","C0702021380100109474","C07020213801001094740001580"]
[205,"S01980001","拜阿蒙牙种植体系统","四级纯钛种植体产品系统","四川拜阿蒙生物活性材料有限责任公司","四川拜阿蒙生物活性材料有限责任公司","修复基台（单牙）","国械注准20183171641","牙种植体",null,"包含注册证下相关部件纯钛或钛合金材质","适用于单牙种植修复基台、材质为纯钛或钛合金","个",115,"a7ee4727-6f99-11ec-a355-0050568f40ec","e92c6d4c-568d-11ed-9447-b4055d63f15c","国械注准20183171641","牙种植体","四川拜阿蒙生物活性材料有限责任公司","四川拜阿蒙生物活性材料有限责任公司","3a3cba8e982311ecb3f890e2ba8d9d30","牙种植体","1027-6040(美学基台)","0202","钛合金","C0702021380100109474","C07020213801001094740001599"]
[205,"S01980001","拜阿蒙牙种植体系统","四级纯钛种植体产品系统","四川拜阿蒙生物活性材料有限责任公司","四川拜阿蒙生物活性材料有限责任公司","修复基台（单牙）","国械注准20183171641","牙种植体",null,"包含注册证下相关部件纯钛或钛合金材质","适用于单牙种植修复基台、材质为纯钛或钛合金","个",115,"a7ee6805-6f99-11ec-a355-0050568f40ec","e92c6d4c-568d-11ed-9447-b4055d63f15c","国械注准20183171641","牙种植体","四川拜阿蒙生物活性材料有限责任公司","四川拜阿蒙生物活性材料有限责任公司","3a3cba8e982311ecb3f890e2ba8d9d30","牙种植体","2018-8040(美学基台)","0208","钛合金","C0702021380100109474","C07020213801001094740001612"]
[205,"S01980001","拜阿蒙牙种植体系统","四级纯钛种植体产品系统","四川拜阿蒙生物活性材料有限责任公司","四川拜阿蒙生物活性材料有限责任公司","修复基台（单牙）","国械注准20183171641","牙种植体",null,"包含注册证下相关部件纯钛或钛合金材质","适用于单牙种植修复基台、材质为纯钛或钛合金","个",115,"a7eea20f-6f99-11ec-a355-0050568f40ec","e92c6d4c-568d-11ed-9447-b4055d63f15c","国械注准20183171641","牙种植体","四川拜阿蒙生物活性材料有限责任公司","四川拜阿蒙生物活性材料有限责任公司","3a3cba8e982311ecb3f890e2ba8d9d30","牙种植体","3009-3060(可调磨基台)","0210","钛合金","C0702021380100109474","C07020213801001094740001642"]
[205,"S01980001","拜阿蒙牙种植体系统","四级纯钛种植体产品系统","四川拜阿蒙生物活性材料有限责任公司","四川拜阿蒙生物活性材料有限责任公司","修复基台（单牙）","国械注准20183171641","牙种植体",null,"包含注册证下相关部件纯钛或钛合金材质","适用于单牙种植修复基台、材质为纯钛或钛合金","个",115,"a7eec317-6f99-11ec-a355-0050568f40ec","e92c6d4c-568d-11ed-9447-b4055d63f15c","国械注准20183171641","牙种植体","四川拜阿蒙生物活性材料有限责任公司","四川拜阿蒙生物活性材料有限责任公司","3a3cba8e982311ecb3f890e2ba8d9d30","牙种植体","3000-1060(美学基台)","0208","钛合金","C0702021380100109474","C07020213801001094740001661"]
[205,"S01980001","拜阿蒙牙种植体系统","四级纯钛种植体产品系统","四川拜阿蒙生物活性材料有限责任公司","四川拜阿蒙生物活性材料有限责任公司","修复基台（单牙）","国械注准20183171641","牙种植体",null,"包含注册证下相关部件纯钛或钛合金材质","适用于单牙种植修复基台、材质为纯钛或钛合金","个",115,"a7eed00f-6f99-11ec-a355-0050568f40ec","e92c6d4c-568d-11ed-9447-b4055d63f15c","国械注准20183171641","牙种植体","四川拜阿蒙生物活性材料有限责任公司","四川拜阿蒙生物活性材料有限责任公司","3a3cba8e982311ecb3f890e2ba8d9d30","牙种植体","2018-6040(美学基台)","0202","钛合金","C0702021380100109474","C07020213801001094740001667"]
[205,"S01980001","拜阿蒙牙种植体系统","四级纯钛种植体产品系统","四川拜阿蒙生物活性材料有限责任公司","四川拜阿蒙生物活性材料有限责任公司","修复基台（单牙）","国械注准20183171641","牙种植体",null,"包含注册证下相关部件纯钛或钛合金材质","适用于单牙种植修复基台、材质为纯钛或钛合金","个",115,"a7eeef89-6f99-11ec-a355-0050568f40ec","e92c6d4c-568d-11ed-9447-b4055d63f15c","国械注准20183171641","牙种植体","四川拜阿蒙生物活性材料有限责任公司","四川拜阿蒙生物活性材料有限责任公司","3a3cba8e982311ecb3f890e2ba8d9d30","牙种植体","3036-8050(可调磨基台)","0210","钛合金","C0702021380100109474","C07020213801001094740001685"]
[205,"S01980001","拜阿蒙牙种植体系统","四级纯钛种植体产品系统","四川拜阿蒙生物活性材料有限责任公司","四川拜阿蒙生物活性材料有限责任公司","修复基台（单牙）","国械注准20183171641","牙种植体",null,"包含注册证下相关部件纯钛或钛合金材质","适用于单牙种植修复基台、材质为纯钛或钛合金","个",115,"a7ef0ec8-6f99-11ec-a355-0050568f40ec","e92c6d4c-568d-11ed-9447-b4055d63f15c","国械注准20183171641","牙种植体","四川拜阿蒙生物活性材料有限责任公司","四川拜阿蒙生物活性材料有限责任公司","3a3cba8e982311ecb3f890e2ba8d9d30","牙种植体","2045-8060(美学基台)","0202","钛合金","C0702021380100109474","C07020213801001094740001704"]
[205,"S01980001","拜阿蒙牙种植体系统","四级纯钛种植体产品系统","四川拜阿蒙生物活性材料有限责任公司","四川拜阿蒙生物活性材料有限责任公司","修复基台（单牙）","国械注准20183171641","牙种植体",null,"包含注册证下相关部件纯钛或钛合金材质","适用于单牙种植修复基台、材质为纯钛或钛合金","个",115,"a7ef56cf-6f99-11ec-a355-0050568f40ec","e92c6d4c-568d-11ed-9447-b4055d63f15c","国械注准20183171641","牙种植体","四川拜阿蒙生物活性材料有限责任公司","四川拜阿蒙生物活性材料有限责任公司","3a3cba8e982311ecb3f890e2ba8d9d30","牙种植体","1000-1060(美学基台)","0207","钛合金","C0702021380100109474","C07020213801001094740001736"]
[205,"S01980001","拜阿蒙牙种植体系统","四级纯钛种植体产品系统","四川拜阿蒙生物活性材料有限责任公司","四川拜阿蒙生物活性材料有限责任公司","修复基台（单牙）","国械注准20183171641","牙种植体",null,"包含注册证下相关部件纯钛或钛合金材质","适用于单牙种植修复基台、材质为纯钛或钛合金","个",115,"a7ef6b15-6f99-11ec-a355-0050568f40ec","e92c6d4c-568d-11ed-9447-b4055d63f15c","国械注准20183171641","牙种植体","四川拜阿蒙生物活性材料有限责任公司","四川拜阿蒙生物活性材料有限责任公司","3a3cba8e982311ecb3f890e2ba8d9d30","牙种植体","3000-1250(可调磨基台)","0210","钛合金","C0702021380100109474","C07020213801001094740001747"]
[205,"S01980001","拜阿蒙牙种植体系统","四级纯钛种植体产品系统","四川拜阿蒙生物活性材料有限责任公司","四川拜阿蒙生物活性材料有限责任公司","修复基台（单牙）","国械注准20183171641","牙种植体",null,"包含注册证下相关部件纯钛或钛合金材质","适用于单牙种植修复基台、材质为纯钛或钛合金","个",115,"a7efa53b-6f99-11ec-a355-0050568f40ec","e92c6d4c-568d-11ed-9447-b4055d63f15c","国械注准20183171641","牙种植体","四川拜阿蒙生物活性材料有限责任公司","四川拜阿蒙生物活性材料有限责任公司","3a3cba8e982311ecb3f890e2ba8d9d30","牙种植体","3000-8050(美学基台)","0207","钛合金","C0702021380100109474","C07020213801001094740001766"]
[205,"S01980001","拜阿蒙牙种植体系统","四级纯钛种植体产品系统","四川拜阿蒙生物活性材料有限责任公司","四川拜阿蒙生物活性材料有限责任公司","修复基台（单牙）","国械注准20183171641","牙种植体",null,"包含注册证下相关部件纯钛或钛合金材质","适用于单牙种植修复基台、材质为纯钛或钛合金","个",115,"a7efccfd-6f99-11ec-a355-0050568f40ec","e92c6d4c-568d-11ed-9447-b4055d63f15c","国械注准20183171641","牙种植体","四川拜阿蒙生物活性材料有限责任公司","四川拜阿蒙生物活性材料有限责任公司","3a3cba8e982311ecb3f890e2ba8d9d30","牙种植体","2027-4040(可调磨基台)","0210","钛合金","C0702021380100109474","C07020213801001094740001787"]
[205,"S01980001","拜阿蒙牙种植体系统","四级纯钛种植体产品系统","四川拜阿蒙生物活性材料有限责任公司","四川拜阿蒙生物活性材料有限责任公司","修复基台（单牙）","国械注准20183171641","牙种植体",null,"包含注册证下相关部件纯钛或钛合金材质","适用于单牙种植修复基台、材质为纯钛或钛合金","个",115,"a7f0026a-6f99-11ec-a355-0050568f40ec","e92c6d4c-568d-11ed-9447-b4055d63f15c","国械注准20183171641","牙种植体","四川拜阿蒙生物活性材料有限责任公司","四川拜阿蒙生物活性材料有限责任公司","3a3cba8e982311ecb3f890e2ba8d9d30","牙种植体","2018-1040(标准基台)","0201","钛合金","C0702021380100109474","C07020213801001094740001809"]
[205,"S01980001","拜阿蒙牙种植体系统","四级纯钛种植体产品系统","四川拜阿蒙生物活性材料有限责任公司","四川拜阿蒙生物活性材料有限责任公司","修复基台（单牙）","国械注准20183171641","牙种植体",null,"包含注册证下相关部件纯钛或钛合金材质","适用于单牙种植修复基台、材质为纯钛或钛合金","个",115,"a7f00b39-6f99-11ec-a355-0050568f40ec","e92c6d4c-568d-11ed-9447-b4055d63f15c","国械注准20183171641","牙种植体","四川拜阿蒙生物活性材料有限责任公司","四川拜阿蒙生物活性材料有限责任公司","3a3cba8e982311ecb3f890e2ba8d9d30","牙种植体","1054-1060(标准基台)","0201","钛合金","C0702021380100109474","C07020213801001094740001815"]
[205,"S01980001","拜阿蒙牙种植体系统","四级纯钛种植体产品系统","四川拜阿蒙生物活性材料有限责任公司","四川拜阿蒙生物活性材料有限责任公司","修复基台（单牙）","国械注准20183171641","牙种植体",null,"包含注册证下相关部件纯钛或钛合金材质","适用于单牙种植修复基台、材质为纯钛或钛合金","个",115,"a7f0448a-6f99-11ec-a355-0050568f40ec","e92c6d4c-568d-11ed-9447-b4055d63f15c","国械注准20183171641","牙种植体","四川拜阿蒙生物活性材料有限责任公司","四川拜阿蒙生物活性材料有限责任公司","3a3cba8e982311ecb3f890e2ba8d9d30","牙种植体","3045-3060(可调磨基台)","0211","钛合金","C0702021380100109474","C07020213801001094740001838"]
[205,"S01980001","拜阿蒙牙种植体系统","四级纯钛种植体产品系统","四川拜阿蒙生物活性材料有限责任公司","四川拜阿蒙生物活性材料有限责任公司","修复基台（单牙）","国械注准20183171641","牙种植体",null,"包含注册证下相关部件纯钛或钛合金材质","适用于单牙种植修复基台、材质为纯钛或钛合金","个",115,"a7f05ef3-6f99-11ec-a355-0050568f40ec","e92c6d4c-568d-11ed-9447-b4055d63f15c","国械注准20183171641","牙种植体","四川拜阿蒙生物活性材料有限责任公司","四川拜阿蒙生物活性材料有限责任公司","3a3cba8e982311ecb3f890e2ba8d9d30","牙种植体","2045-6050(美学基台)","0208","钛合金","C0702021380100109474","C07020213801001094740001852"]
[205,"S01980001","拜阿蒙牙种植体系统","四级纯钛种植体产品系统","四川拜阿蒙生物活性材料有限责任公司","四川拜阿蒙生物活性材料有限责任公司","修复基台（单牙）","国械注准20183171641","牙种植体",null,"包含注册证下相关部件纯钛或钛合金材质","适用于单牙种植修复基台、材质为纯钛或钛合金","个",115,"a7f08615-6f99-11ec-a355-0050568f40ec","e92c6d4c-568d-11ed-9447-b4055d63f15c","国械注准20183171641","牙种植体","四川拜阿蒙生物活性材料有限责任公司","四川拜阿蒙生物活性材料有限责任公司","3a3cba8e982311ecb3f890e2ba8d9d30","牙种植体","1018-1250(可调磨基台)","0209","钛合金","C0702021380100109474","C07020213801001094740001877"]
[205,"S01980001","拜阿蒙牙种植体系统","四级纯钛种植体产品系统","四川拜阿蒙生物活性材料有限责任公司","四川拜阿蒙生物活性材料有限责任公司","修复基台（单牙）","国械注准20183171641","牙种植体",null,"包含注册证下相关部件纯钛或钛合金材质","适用于单牙种植修复基台、材质为纯钛或钛合金","个",115,"a7f09925-6f99-11ec-a355-0050568f40ec","e92c6d4c-568d-11ed-9447-b4055d63f15c","国械注准20183171641","牙种植体","四川拜阿蒙生物活性材料有限责任公司","四川拜阿蒙生物活性材料有限责任公司","3a3cba8e982311ecb3f890e2ba8d9d30","牙种植体","1000-8040(美学基台)","0207","钛合金","C0702021380100109474","C07020213801001094740001889"]
[205,"S01980001","拜阿蒙牙种植体系统","四级纯钛种植体产品系统","四川拜阿蒙生物活性材料有限责任公司","四川拜阿蒙生物活性材料有限责任公司","修复基台（单牙）","国械注准20183171641","牙种植体",null,"包含注册证下相关部件纯钛或钛合金材质","适用于单牙种植修复基台、材质为纯钛或钛合金","个",115,"a7f0e113-6f99-11ec-a355-0050568f40ec","e92c6d4c-568d-11ed-9447-b4055d63f15c","国械注准20183171641","牙种植体","四川拜阿蒙生物活性材料有限责任公司","四川拜阿蒙生物活性材料有限责任公司","3a3cba8e982311ecb3f890e2ba8d9d30","牙种植体","2000-1060(可调磨基台)","0211","钛合金","C0702021380100109474","C07020213801001094740001920"]
[205,"S01980001","拜阿蒙牙种植体系统","四级纯钛种植体产品系统","四川拜阿蒙生物活性材料有限责任公司","四川拜阿蒙生物活性材料有限责任公司","修复基台（单牙）","国械注准20183171641","牙种植体",null,"包含注册证下相关部件纯钛或钛合金材质","适用于单牙种植修复基台、材质为纯钛或钛合金","个",115,"a7f1009f-6f99-11ec-a355-0050568f40ec","e92c6d4c-568d-11ed-9447-b4055d63f15c","国械注准20183171641","牙种植体","四川拜阿蒙生物活性材料有限责任公司","四川拜阿蒙生物活性材料有限责任公司","3a3cba8e982311ecb3f890e2ba8d9d30","牙种植体","1000-8060(可调磨基台)","0210","钛合金","C0702021380100109474","C07020213801001094740001939"]
[205,"S01980001","拜阿蒙牙种植体系统","四级纯钛种植体产品系统","四川拜阿蒙生物活性材料有限责任公司","四川拜阿蒙生物活性材料有限责任公司","修复基台（单牙）","国械注准20183171641","牙种植体",null,"包含注册证下相关部件纯钛或钛合金材质","适用于单牙种植修复基台、材质为纯钛或钛合金","个",115,"a7f11f7f-6f99-11ec-a355-0050568f40ec","e92c6d4c-568d-11ed-9447-b4055d63f15c","国械注准20183171641","牙种植体","四川拜阿蒙生物活性材料有限责任公司","四川拜阿蒙生物活性材料有限责任公司","3a3cba8e982311ecb3f890e2ba8d9d30","牙种植体","3009-8060(美学基台)","0208","钛合金","C0702021380100109474","C07020213801001094740001958"]
[205,"S01980001","拜阿蒙牙种植体系统","四级纯钛种植体产品系统","四川拜阿蒙生物活性材料有限责任公司","四川拜阿蒙生物活性材料有限责任公司","修复基台（单牙）","国械注准20183171641","牙种植体",null,"包含注册证下相关部件纯钛或钛合金材质","适用于单牙种植修复基台、材质为纯钛或钛合金","个",115,"a7f12753-6f99-11ec-a355-0050568f40ec","e92c6d4c-568d-11ed-9447-b4055d63f15c","国械注准20183171641","牙种植体","四川拜阿蒙生物活性材料有限责任公司","四川拜阿蒙生物活性材料有限责任公司","3a3cba8e982311ecb3f890e2ba8d9d30","牙种植体","1045-6050(美学基台)","0204","钛合金","C0702021380100109474","C07020213801001094740001963"]
[205,"S01980001","拜阿蒙牙种植体系统","四级纯钛种植体产品系统","四川拜阿蒙生物活性材料有限责任公司","四川拜阿蒙生物活性材料有限责任公司","修复基台（单牙）","国械注准20183171641","牙种植体",null,"包含注册证下相关部件纯钛或钛合金材质","适用于单牙种植修复基台、材质为纯钛或钛合金","个",115,"a7f15a9b-6f99-11ec-a355-0050568f40ec","e92c6d4c-568d-11ed-9447-b4055d63f15c","国械注准20183171641","牙种植体","四川拜阿蒙生物活性材料有限责任公司","四川拜阿蒙生物活性材料有限责任公司","3a3cba8e982311ecb3f890e2ba8d9d30","牙种植体","3009-6060(可调磨基台)","0210","钛合金","C0702021380100109474","C07020213801001094740001982"]
[205,"S01980001","拜阿蒙牙种植体系统","四级纯钛种植体产品系统","四川拜阿蒙生物活性材料有限责任公司","四川拜阿蒙生物活性材料有限责任公司","修复基台（单牙）","国械注准20183171641","牙种植体",null,"包含注册证下相关部件纯钛或钛合金材质","适用于单牙种植修复基台、材质为纯钛或钛合金","个",115,"a7f18d57-6f99-11ec-a355-0050568f40ec","e92c6d4c-568d-11ed-9447-b4055d63f15c","国械注准20183171641","牙种植体","四川拜阿蒙生物活性材料有限责任公司","四川拜阿蒙生物活性材料有限责任公司","3a3cba8e982311ecb3f890e2ba8d9d30","牙种植体","2054-1060(可调磨基台)","0210","钛合金","C0702021380100109474","C07020213801001094740002009"]
[205,"S01980001","拜阿蒙牙种植体系统","四级纯钛种植体产品系统","四川拜阿蒙生物活性材料有限责任公司","四川拜阿蒙生物活性材料有限责任公司","修复基台（单牙）","国械注准20183171641","牙种植体",null,"包含注册证下相关部件纯钛或钛合金材质","适用于单牙种植修复基台、材质为纯钛或钛合金","个",115,"a7f1be95-6f99-11ec-a355-0050568f40ec","e92c6d4c-568d-11ed-9447-b4055d63f15c","国械注准20183171641","牙种植体","四川拜阿蒙生物活性材料有限责任公司","四川拜阿蒙生物活性材料有限责任公司","3a3cba8e982311ecb3f890e2ba8d9d30","牙种植体","1009-6060(标准基台)","0203","钛合金","C0702021380100109474","C07020213801001094740002025"]
[205,"S01980001","拜阿蒙牙种植体系统","四级纯钛种植体产品系统","四川拜阿蒙生物活性材料有限责任公司","四川拜阿蒙生物活性材料有限责任公司","修复基台（单牙）","国械注准20183171641","牙种植体",null,"包含注册证下相关部件纯钛或钛合金材质","适用于单牙种植修复基台、材质为纯钛或钛合金","个",115,"a7f1dc18-6f99-11ec-a355-0050568f40ec","e92c6d4c-568d-11ed-9447-b4055d63f15c","国械注准20183171641","牙种植体","四川拜阿蒙生物活性材料有限责任公司","四川拜阿蒙生物活性材料有限责任公司","3a3cba8e982311ecb3f890e2ba8d9d30","牙种植体","2036-8060(可调磨基台)","0210","钛合金","C0702021380100109474","C07020213801001094740002044"]
[205,"S01980001","拜阿蒙牙种植体系统","四级纯钛种植体产品系统","四川拜阿蒙生物活性材料有限责任公司","四川拜阿蒙生物活性材料有限责任公司","修复基台（单牙）","国械注准20183171641","牙种植体",null,"包含注册证下相关部件纯钛或钛合金材质","适用于单牙种植修复基台、材质为纯钛或钛合金","个",115,"a7f211ee-6f99-11ec-a355-0050568f40ec","e92c6d4c-568d-11ed-9447-b4055d63f15c","国械注准20183171641","牙种植体","四川拜阿蒙生物活性材料有限责任公司","四川拜阿蒙生物活性材料有限责任公司","3a3cba8e982311ecb3f890e2ba8d9d30","牙种植体","1027-1040(美学基台)","0207","钛合金","C0702021380100109474","C07020213801001094740002064"]
[205,"S01980001","拜阿蒙牙种植体系统","四级纯钛种植体产品系统","四川拜阿蒙生物活性材料有限责任公司","四川拜阿蒙生物活性材料有限责任公司","修复基台（单牙）","国械注准20183171641","牙种植体",null,"包含注册证下相关部件纯钛或钛合金材质","适用于单牙种植修复基台、材质为纯钛或钛合金","个",115,"a7f23571-6f99-11ec-a355-0050568f40ec","e92c6d4c-568d-11ed-9447-b4055d63f15c","国械注准20183171641","牙种植体","四川拜阿蒙生物活性材料有限责任公司","四川拜阿蒙生物活性材料有限责任公司","3a3cba8e982311ecb3f890e2ba8d9d30","牙种植体","2000-8050(美学基台)","0207","钛合金","C0702021380100109474","C07020213801001094740002087"]
[205,"S01980001","拜阿蒙牙种植体系统","四级纯钛种植体产品系统","四川拜阿蒙生物活性材料有限责任公司","四川拜阿蒙生物活性材料有限责任公司","修复基台（单牙）","国械注准20183171641","牙种植体",null,"包含注册证下相关部件纯钛或钛合金材质","适用于单牙种植修复基台、材质为纯钛或钛合金","个",115,"a7f257a4-6f99-11ec-a355-0050568f40ec","e92c6d4c-568d-11ed-9447-b4055d63f15c","国械注准20183171641","牙种植体","四川拜阿蒙生物活性材料有限责任公司","四川拜阿蒙生物活性材料有限责任公司","3a3cba8e982311ecb3f890e2ba8d9d30","牙种植体","2045-4040(标准基台)","0203","钛合金","C0702021380100109474","C07020213801001094740002106"]
[205,"S01980001","拜阿蒙牙种植体系统","四级纯钛种植体产品系统","四川拜阿蒙生物活性材料有限责任公司","四川拜阿蒙生物活性材料有限责任公司","修复基台（单牙）","国械注准20183171641","牙种植体",null,"包含注册证下相关部件纯钛或钛合金材质","适用于单牙种植修复基台、材质为纯钛或钛合金","个",115,"a7f26846-6f99-11ec-a355-0050568f40ec","e92c6d4c-568d-11ed-9447-b4055d63f15c","国械注准20183171641","牙种植体","四川拜阿蒙生物活性材料有限责任公司","四川拜阿蒙生物活性材料有限责任公司","3a3cba8e982311ecb3f890e2ba8d9d30","牙种植体","2009-4060(可调磨基台)","0209","钛合金","C0702021380100109474","C07020213801001094740002115"]
[205,"S01980001","拜阿蒙牙种植体系统","四级纯钛种植体产品系统","四川拜阿蒙生物活性材料有限责任公司","四川拜阿蒙生物活性材料有限责任公司","修复基台（单牙）","国械注准20183171641","牙种植体",null,"包含注册证下相关部件纯钛或钛合金材质","适用于单牙种植修复基台、材质为纯钛或钛合金","个",115,"a7f281fe-6f99-11ec-a355-0050568f40ec","e92c6d4c-568d-11ed-9447-b4055d63f15c","国械注准20183171641","牙种植体","四川拜阿蒙生物活性材料有限责任公司","四川拜阿蒙生物活性材料有限责任公司","3a3cba8e982311ecb3f890e2ba8d9d30","牙种植体","1009-8060(美学基台)","0202","钛合金","C0702021380100109474","C07020213801001094740002130"]
[205,"S01980001","拜阿蒙牙种植体系统","四级纯钛种植体产品系统","四川拜阿蒙生物活性材料有限责任公司","四川拜阿蒙生物活性材料有限责任公司","修复基台（单牙）","国械注准20183171641","牙种植体",null,"包含注册证下相关部件纯钛或钛合金材质","适用于单牙种植修复基台、材质为纯钛或钛合金","个",115,"a7f6e123-6f99-11ec-a355-0050568f40ec","e92c6d4c-568d-11ed-9447-b4055d63f15c","国械注准20183171641","牙种植体","四川拜阿蒙生物活性材料有限责任公司","四川拜阿蒙生物活性材料有限责任公司","3a3cba8e982311ecb3f890e2ba8d9d30","牙种植体","3045-1040(可调磨基台)","0211","钛合金","C0702021380100109474","C07020213801001094740002155"]
[205,"S01980001","拜阿蒙牙种植体系统","四级纯钛种植体产品系统","四川拜阿蒙生物活性材料有限责任公司","四川拜阿蒙生物活性材料有限责任公司","修复基台（单牙）","国械注准20183171641","牙种植体",null,"包含注册证下相关部件纯钛或钛合金材质","适用于单牙种植修复基台、材质为纯钛或钛合金","个",115,"a7f712b0-6f99-11ec-a355-0050568f40ec","e92c6d4c-568d-11ed-9447-b4055d63f15c","国械注准20183171641","牙种植体","四川拜阿蒙生物活性材料有限责任公司","四川拜阿蒙生物活性材料有限责任公司","3a3cba8e982311ecb3f890e2ba8d9d30","牙种植体","3027-8040(可调磨基台)","0210","钛合金","C0702021380100109474","C07020213801001094740002184"]
[205,"S01980001","拜阿蒙牙种植体系统","四级纯钛种植体产品系统","四川拜阿蒙生物活性材料有限责任公司","四川拜阿蒙生物活性材料有限责任公司","修复基台（单牙）","国械注准20183171641","牙种植体",null,"包含注册证下相关部件纯钛或钛合金材质","适用于单牙种植修复基台、材质为纯钛或钛合金","个",115,"a7f723b6-6f99-11ec-a355-0050568f40ec","e92c6d4c-568d-11ed-9447-b4055d63f15c","国械注准20183171641","牙种植体","四川拜阿蒙生物活性材料有限责任公司","四川拜阿蒙生物活性材料有限责任公司","3a3cba8e982311ecb3f890e2ba8d9d30","牙种植体","1000-1060(可调磨基台)","0211","钛合金","C0702021380100109474","C07020213801001094740002192"]
[205,"S01980001","拜阿蒙牙种植体系统","四级纯钛种植体产品系统","四川拜阿蒙生物活性材料有限责任公司","四川拜阿蒙生物活性材料有限责任公司","修复基台（单牙）","国械注准20183171641","牙种植体",null,"包含注册证下相关部件纯钛或钛合金材质","适用于单牙种植修复基台、材质为纯钛或钛合金","个",115,"a7f74964-6f99-11ec-a355-0050568f40ec","e92c6d4c-568d-11ed-9447-b4055d63f15c","国械注准20183171641","牙种植体","四川拜阿蒙生物活性材料有限责任公司","四川拜阿蒙生物活性材料有限责任公司","3a3cba8e982311ecb3f890e2ba8d9d30","牙种植体","2009-1050(美学基台)","0207","钛合金","C0702021380100109474","C07020213801001094740002217"]
[205,"S01980001","拜阿蒙牙种植体系统","四级纯钛种植体产品系统","四川拜阿蒙生物活性材料有限责任公司","四川拜阿蒙生物活性材料有限责任公司","修复基台（单牙）","国械注准20183171641","牙种植体",null,"包含注册证下相关部件纯钛或钛合金材质","适用于单牙种植修复基台、材质为纯钛或钛合金","个",115,"a7f767d1-6f99-11ec-a355-0050568f40ec","e92c6d4c-568d-11ed-9447-b4055d63f15c","国械注准20183171641","牙种植体","四川拜阿蒙生物活性材料有限责任公司","四川拜阿蒙生物活性材料有限责任公司","3a3cba8e982311ecb3f890e2ba8d9d30","牙种植体","1045-6050(美学基台)","0207","钛合金","C0702021380100109474","C07020213801001094740002235"]
[205,"S01980001","拜阿蒙牙种植体系统","四级纯钛种植体产品系统","四川拜阿蒙生物活性材料有限责任公司","四川拜阿蒙生物活性材料有限责任公司","修复基台（单牙）","国械注准20183171641","牙种植体",null,"包含注册证下相关部件纯钛或钛合金材质","适用于单牙种植修复基台、材质为纯钛或钛合金","个",115,"a7f7a8a2-6f99-11ec-a355-0050568f40ec","e92c6d4c-568d-11ed-9447-b4055d63f15c","国械注准20183171641","牙种植体","四川拜阿蒙生物活性材料有限责任公司","四川拜阿蒙生物活性材料有限责任公司","3a3cba8e982311ecb3f890e2ba8d9d30","牙种植体","2000-3060(标准基台)","0203","钛合金","C0702021380100109474","C07020213801001094740002254"]
[205,"S01980001","拜阿蒙牙种植体系统","四级纯钛种植体产品系统","四川拜阿蒙生物活性材料有限责任公司","四川拜阿蒙生物活性材料有限责任公司","修复基台（单牙）","国械注准20183171641","牙种植体",null,"包含注册证下相关部件纯钛或钛合金材质","适用于单牙种植修复基台、材质为纯钛或钛合金","个",115,"a7f7b8fe-6f99-11ec-a355-0050568f40ec","e92c6d4c-568d-11ed-9447-b4055d63f15c","国械注准20183171641","牙种植体","四川拜阿蒙生物活性材料有限责任公司","四川拜阿蒙生物活性材料有限责任公司","3a3cba8e982311ecb3f890e2ba8d9d30","牙种植体","2045-8050(可调磨基台)","0211","钛合金","C0702021380100109474","C07020213801001094740002264"]
[205,"S01980001","拜阿蒙牙种植体系统","四级纯钛种植体产品系统","四川拜阿蒙生物活性材料有限责任公司","四川拜阿蒙生物活性材料有限责任公司","修复基台（单牙）","国械注准20183171641","牙种植体",null,"包含注册证下相关部件纯钛或钛合金材质","适用于单牙种植修复基台、材质为纯钛或钛合金","个",115,"a7f7f316-6f99-11ec-a355-0050568f40ec","e92c6d4c-568d-11ed-9447-b4055d63f15c","国械注准20183171641","牙种植体","四川拜阿蒙生物活性材料有限责任公司","四川拜阿蒙生物活性材料有限责任公司","3a3cba8e982311ecb3f890e2ba8d9d30","牙种植体","2045-3040(标准基台)","0203","钛合金","C0702021380100109474","C07020213801001094740002297"]
[205,"S01980001","拜阿蒙牙种植体系统","四级纯钛种植体产品系统","四川拜阿蒙生物活性材料有限责任公司","四川拜阿蒙生物活性材料有限责任公司","修复基台（单牙）","国械注准20183171641","牙种植体",null,"包含注册证下相关部件纯钛或钛合金材质","适用于单牙种植修复基台、材质为纯钛或钛合金","个",115,"a7f7fc48-6f99-11ec-a355-0050568f40ec","e92c6d4c-568d-11ed-9447-b4055d63f15c","国械注准20183171641","牙种植体","四川拜阿蒙生物活性材料有限责任公司","四川拜阿蒙生物活性材料有限责任公司","3a3cba8e982311ecb3f890e2ba8d9d30","牙种植体","2036-1060(美学基台)","0204","钛合金","C0702021380100109474","C07020213801001094740002303"]
[205,"S01980001","拜阿蒙牙种植体系统","四级纯钛种植体产品系统","四川拜阿蒙生物活性材料有限责任公司","四川拜阿蒙生物活性材料有限责任公司","修复基台（单牙）","国械注准20183171641","牙种植体",null,"包含注册证下相关部件纯钛或钛合金材质","适用于单牙种植修复基台、材质为纯钛或钛合金","个",115,"a7f83024-6f99-11ec-a355-0050568f40ec","e92c6d4c-568d-11ed-9447-b4055d63f15c","国械注准20183171641","牙种植体","四川拜阿蒙生物活性材料有限责任公司","四川拜阿蒙生物活性材料有限责任公司","3a3cba8e982311ecb3f890e2ba8d9d30","牙种植体","2000-8040(可调磨基台)","0210","钛合金","C0702021380100109474","C07020213801001094740002333"]
[205,"S01980001","拜阿蒙牙种植体系统","四级纯钛种植体产品系统","四川拜阿蒙生物活性材料有限责任公司","四川拜阿蒙生物活性材料有限责任公司","修复基台（单牙）","国械注准20183171641","牙种植体",null,"包含注册证下相关部件纯钛或钛合金材质","适用于单牙种植修复基台、材质为纯钛或钛合金","个",115,"a7f83d5b-6f99-11ec-a355-0050568f40ec","e92c6d4c-568d-11ed-9447-b4055d63f15c","国械注准20183171641","牙种植体","四川拜阿蒙生物活性材料有限责任公司","四川拜阿蒙生物活性材料有限责任公司","3a3cba8e982311ecb3f890e2ba8d9d30","牙种植体","1036-1260(可调磨基台)","0209","钛合金","C0702021380100109474","C07020213801001094740002340"]
[205,"S01980001","拜阿蒙牙种植体系统","四级纯钛种植体产品系统","四川拜阿蒙生物活性材料有限责任公司","四川拜阿蒙生物活性材料有限责任公司","修复基台（单牙）","国械注准20183171641","牙种植体",null,"包含注册证下相关部件纯钛或钛合金材质","适用于单牙种植修复基台、材质为纯钛或钛合金","个",115,"a7f87af7-6f99-11ec-a355-0050568f40ec","e92c6d4c-568d-11ed-9447-b4055d63f15c","国械注准20183171641","牙种植体","四川拜阿蒙生物活性材料有限责任公司","四川拜阿蒙生物活性材料有限责任公司","3a3cba8e982311ecb3f890e2ba8d9d30","牙种植体","2027-1260(标准基台)","0201","钛合金","C0702021380100109474","C07020213801001094740002365"]
[205,"S01980001","拜阿蒙牙种植体系统","四级纯钛种植体产品系统","四川拜阿蒙生物活性材料有限责任公司","四川拜阿蒙生物活性材料有限责任公司","修复基台（单牙）","国械注准20183171641","牙种植体",null,"包含注册证下相关部件纯钛或钛合金材质","适用于单牙种植修复基台、材质为纯钛或钛合金","个",115,"a7f8a8da-6f99-11ec-a355-0050568f40ec","e92c6d4c-568d-11ed-9447-b4055d63f15c","国械注准20183171641","牙种植体","四川拜阿蒙生物活性材料有限责任公司","四川拜阿蒙生物活性材料有限责任公司","3a3cba8e982311ecb3f890e2ba8d9d30","牙种植体","3000-1240(美学基台)","0204","钛合金","C0702021380100109474","C07020213801001094740002384"]
[205,"S01980001","拜阿蒙牙种植体系统","四级纯钛种植体产品系统","四川拜阿蒙生物活性材料有限责任公司","四川拜阿蒙生物活性材料有限责任公司","修复基台（单牙）","国械注准20183171641","牙种植体",null,"包含注册证下相关部件纯钛或钛合金材质","适用于单牙种植修复基台、材质为纯钛或钛合金","个",115,"a7f8d5f6-6f99-11ec-a355-0050568f40ec","e92c6d4c-568d-11ed-9447-b4055d63f15c","国械注准20183171641","牙种植体","四川拜阿蒙生物活性材料有限责任公司","四川拜阿蒙生物活性材料有限责任公司","3a3cba8e982311ecb3f890e2ba8d9d30","牙种植体","2018-4040(可调磨基台)","0209","钛合金","C0702021380100109474","C07020213801001094740002402"]
[205,"S01980001","拜阿蒙牙种植体系统","四级纯钛种植体产品系统","四川拜阿蒙生物活性材料有限责任公司","四川拜阿蒙生物活性材料有限责任公司","修复基台（单牙）","国械注准20183171641","牙种植体",null,"包含注册证下相关部件纯钛或钛合金材质","适用于单牙种植修复基台、材质为纯钛或钛合金","个",115,"a7f902ef-6f99-11ec-a355-0050568f40ec","e92c6d4c-568d-11ed-9447-b4055d63f15c","国械注准20183171641","牙种植体","四川拜阿蒙生物活性材料有限责任公司","四川拜阿蒙生物活性材料有限责任公司","3a3cba8e982311ecb3f890e2ba8d9d30","牙种植体","1000-1240(美学基台)","0204","钛合金","C0702021380100109474","C07020213801001094740002427"]
[205,"S01980001","拜阿蒙牙种植体系统","四级纯钛种植体产品系统","四川拜阿蒙生物活性材料有限责任公司","四川拜阿蒙生物活性材料有限责任公司","修复基台（单牙）","国械注准20183171641","牙种植体",null,"包含注册证下相关部件纯钛或钛合金材质","适用于单牙种植修复基台、材质为纯钛或钛合金","个",115,"a7f91466-6f99-11ec-a355-0050568f40ec","e92c6d4c-568d-11ed-9447-b4055d63f15c","国械注准20183171641","牙种植体","四川拜阿蒙生物活性材料有限责任公司","四川拜阿蒙生物活性材料有限责任公司","3a3cba8e982311ecb3f890e2ba8d9d30","牙种植体","2036-4060(美学基台)","0202","钛合金","C0702021380100109474","C07020213801001094740002435"]
[205,"S01980001","拜阿蒙牙种植体系统","四级纯钛种植体产品系统","四川拜阿蒙生物活性材料有限责任公司","四川拜阿蒙生物活性材料有限责任公司","修复基台（单牙）","国械注准20183171641","牙种植体",null,"包含注册证下相关部件纯钛或钛合金材质","适用于单牙种植修复基台、材质为纯钛或钛合金","个",115,"a7f93154-6f99-11ec-a355-0050568f40ec","e92c6d4c-568d-11ed-9447-b4055d63f15c","国械注准20183171641","牙种植体","四川拜阿蒙生物活性材料有限责任公司","四川拜阿蒙生物活性材料有限责任公司","3a3cba8e982311ecb3f890e2ba8d9d30","牙种植体","3009-1050(可调磨基台)","0210","钛合金","C0702021380100109474","C07020213801001094740002451"]
[205,"S01980001","拜阿蒙牙种植体系统","四级纯钛种植体产品系统","四川拜阿蒙生物活性材料有限责任公司","四川拜阿蒙生物活性材料有限责任公司","修复基台（单牙）","国械注准20183171641","牙种植体",null,"包含注册证下相关部件纯钛或钛合金材质","适用于单牙种植修复基台、材质为纯钛或钛合金","个",115,"a7f952c9-6f99-11ec-a355-0050568f40ec","e92c6d4c-568d-11ed-9447-b4055d63f15c","国械注准20183171641","牙种植体","四川拜阿蒙生物活性材料有限责任公司","四川拜阿蒙生物活性材料有限责任公司","3a3cba8e982311ecb3f890e2ba8d9d30","牙种植体","1054-3040(可调磨基台)","0210","钛合金","C0702021380100109474","C07020213801001094740002470"]
[205,"S01980001","拜阿蒙牙种植体系统","四级纯钛种植体产品系统","四川拜阿蒙生物活性材料有限责任公司","四川拜阿蒙生物活性材料有限责任公司","修复基台（单牙）","国械注准20183171641","牙种植体",null,"包含注册证下相关部件纯钛或钛合金材质","适用于单牙种植修复基台、材质为纯钛或钛合金","个",115,"a7f96d0e-6f99-11ec-a355-0050568f40ec","e92c6d4c-568d-11ed-9447-b4055d63f15c","国械注准20183171641","牙种植体","四川拜阿蒙生物活性材料有限责任公司","四川拜阿蒙生物活性材料有限责任公司","3a3cba8e982311ecb3f890e2ba8d9d30","牙种植体","3045-4050(美学基台)","0202","钛合金","C0702021380100109474","C07020213801001094740002486"]
[205,"S01980001","拜阿蒙牙种植体系统","四级纯钛种植体产品系统","四川拜阿蒙生物活性材料有限责任公司","四川拜阿蒙生物活性材料有限责任公司","修复基台（单牙）","国械注准20183171641","牙种植体",null,"包含注册证下相关部件纯钛或钛合金材质","适用于单牙种植修复基台、材质为纯钛或钛合金","个",115,"a7f99fe3-6f99-11ec-a355-0050568f40ec","e92c6d4c-568d-11ed-9447-b4055d63f15c","国械注准20183171641","牙种植体","四川拜阿蒙生物活性材料有限责任公司","四川拜阿蒙生物活性材料有限责任公司","3a3cba8e982311ecb3f890e2ba8d9d30","牙种植体","3000-8040(美学基台)","0208","钛合金","C0702021380100109474","C07020213801001094740002513"]
[205,"S01980001","拜阿蒙牙种植体系统","四级纯钛种植体产品系统","四川拜阿蒙生物活性材料有限责任公司","四川拜阿蒙生物活性材料有限责任公司","修复基台（单牙）","国械注准20183171641","牙种植体",null,"包含注册证下相关部件纯钛或钛合金材质","适用于单牙种植修复基台、材质为纯钛或钛合金","个",115,"a7f9c344-6f99-11ec-a355-0050568f40ec","e92c6d4c-568d-11ed-9447-b4055d63f15c","国械注准20183171641","牙种植体","四川拜阿蒙生物活性材料有限责任公司","四川拜阿蒙生物活性材料有限责任公司","3a3cba8e982311ecb3f890e2ba8d9d30","牙种植体","1045-1050(美学基台)","0202","钛合金","C0702021380100109474","C07020213801001094740002532"]
[205,"S01980001","拜阿蒙牙种植体系统","四级纯钛种植体产品系统","四川拜阿蒙生物活性材料有限责任公司","四川拜阿蒙生物活性材料有限责任公司","修复基台（单牙）","国械注准20183171641","牙种植体",null,"包含注册证下相关部件纯钛或钛合金材质","适用于单牙种植修复基台、材质为纯钛或钛合金","个",115,"a7f9d10a-6f99-11ec-a355-0050568f40ec","e92c6d4c-568d-11ed-9447-b4055d63f15c","国械注准20183171641","牙种植体","四川拜阿蒙生物活性材料有限责任公司","四川拜阿蒙生物活性材料有限责任公司","3a3cba8e982311ecb3f890e2ba8d9d30","牙种植体","2018-6050(美学基台)","0204","钛合金","C0702021380100109474","C07020213801001094740002541"]
[205,"S01980001","拜阿蒙牙种植体系统","四级纯钛种植体产品系统","四川拜阿蒙生物活性材料有限责任公司","四川拜阿蒙生物活性材料有限责任公司","修复基台（单牙）","国械注准20183171641","牙种植体",null,"包含注册证下相关部件纯钛或钛合金材质","适用于单牙种植修复基台、材质为纯钛或钛合金","个",115,"a7fa076e-6f99-11ec-a355-0050568f40ec","e92c6d4c-568d-11ed-9447-b4055d63f15c","国械注准20183171641","牙种植体","四川拜阿蒙生物活性材料有限责任公司","四川拜阿蒙生物活性材料有限责任公司","3a3cba8e982311ecb3f890e2ba8d9d30","牙种植体","1009-1060(美学基台)","0208","钛合金","C0702021380100109474","C07020213801001094740002575"]
[205,"S01980001","拜阿蒙牙种植体系统","四级纯钛种植体产品系统","四川拜阿蒙生物活性材料有限责任公司","四川拜阿蒙生物活性材料有限责任公司","修复基台（单牙）","国械注准20183171641","牙种植体",null,"包含注册证下相关部件纯钛或钛合金材质","适用于单牙种植修复基台、材质为纯钛或钛合金","个",115,"a7fa3f7d-6f99-11ec-a355-0050568f40ec","e92c6d4c-568d-11ed-9447-b4055d63f15c","国械注准20183171641","牙种植体","四川拜阿蒙生物活性材料有限责任公司","四川拜阿蒙生物活性材料有限责任公司","3a3cba8e982311ecb3f890e2ba8d9d30","牙种植体","2000-1250(美学基台)","0204","钛合金","C0702021380100109474","C07020213801001094740002594"]
[205,"S01980001","拜阿蒙牙种植体系统","四级纯钛种植体产品系统","四川拜阿蒙生物活性材料有限责任公司","四川拜阿蒙生物活性材料有限责任公司","修复基台（单牙）","国械注准20183171641","牙种植体",null,"包含注册证下相关部件纯钛或钛合金材质","适用于单牙种植修复基台、材质为纯钛或钛合金","个",115,"a7fa6be4-6f99-11ec-a355-0050568f40ec","e92c6d4c-568d-11ed-9447-b4055d63f15c","国械注准20183171641","牙种植体","四川拜阿蒙生物活性材料有限责任公司","四川拜阿蒙生物活性材料有限责任公司","3a3cba8e982311ecb3f890e2ba8d9d30","牙种植体","2036-8040(可调磨基台)","0211","钛合金","C0702021380100109474","C07020213801001094740002610"]
[205,"S01980001","拜阿蒙牙种植体系统","四级纯钛种植体产品系统","四川拜阿蒙生物活性材料有限责任公司","四川拜阿蒙生物活性材料有限责任公司","修复基台（单牙）","国械注准20183171641","牙种植体",null,"包含注册证下相关部件纯钛或钛合金材质","适用于单牙种植修复基台、材质为纯钛或钛合金","个",115,"a7fa7bc7-6f99-11ec-a355-0050568f40ec","e92c6d4c-568d-11ed-9447-b4055d63f15c","国械注准20183171641","牙种植体","四川拜阿蒙生物活性材料有限责任公司","四川拜阿蒙生物活性材料有限责任公司","3a3cba8e982311ecb3f890e2ba8d9d30","牙种植体","2036-1060(美学基台)","0202","钛合金","C0702021380100109474","C07020213801001094740002618"]
[205,"S01980001","拜阿蒙牙种植体系统","四级纯钛种植体产品系统","四川拜阿蒙生物活性材料有限责任公司","四川拜阿蒙生物活性材料有限责任公司","修复基台（单牙）","国械注准20183171641","牙种植体",null,"包含注册证下相关部件纯钛或钛合金材质","适用于单牙种植修复基台、材质为纯钛或钛合金","个",115,"a7fa9c31-6f99-11ec-a355-0050568f40ec","e92c6d4c-568d-11ed-9447-b4055d63f15c","国械注准20183171641","牙种植体","四川拜阿蒙生物活性材料有限责任公司","四川拜阿蒙生物活性材料有限责任公司","3a3cba8e982311ecb3f890e2ba8d9d30","牙种植体","1036-6040(美学基台)","0207","钛合金","C0702021380100109474","C07020213801001094740002637"]
[205,"S01980001","拜阿蒙牙种植体系统","四级纯钛种植体产品系统","四川拜阿蒙生物活性材料有限责任公司","四川拜阿蒙生物活性材料有限责任公司","修复基台（单牙）","国械注准20183171641","牙种植体",null,"包含注册证下相关部件纯钛或钛合金材质","适用于单牙种植修复基台、材质为纯钛或钛合金","个",115,"a7fac5b4-6f99-11ec-a355-0050568f40ec","e92c6d4c-568d-11ed-9447-b4055d63f15c","国械注准20183171641","牙种植体","四川拜阿蒙生物活性材料有限责任公司","四川拜阿蒙生物活性材料有限责任公司","3a3cba8e982311ecb3f890e2ba8d9d30","牙种植体","1045-8040(美学基台)","0207","钛合金","C0702021380100109474","C07020213801001094740002661"]
[205,"S01980001","拜阿蒙牙种植体系统","四级纯钛种植体产品系统","四川拜阿蒙生物活性材料有限责任公司","四川拜阿蒙生物活性材料有限责任公司","修复基台（单牙）","国械注准20183171641","牙种植体",null,"包含注册证下相关部件纯钛或钛合金材质","适用于单牙种植修复基台、材质为纯钛或钛合金","个",115,"a7fae6d3-6f99-11ec-a355-0050568f40ec","e92c6d4c-568d-11ed-9447-b4055d63f15c","国械注准20183171641","牙种植体","四川拜阿蒙生物活性材料有限责任公司","四川拜阿蒙生物活性材料有限责任公司","3a3cba8e982311ecb3f890e2ba8d9d30","牙种植体","1000-8060(美学基台)","0204","钛合金","C0702021380100109474","C07020213801001094740002680"]
[205,"S01980001","拜阿蒙牙种植体系统","四级纯钛种植体产品系统","四川拜阿蒙生物活性材料有限责任公司","四川拜阿蒙生物活性材料有限责任公司","修复基台（单牙）","国械注准20183171641","牙种植体",null,"包含注册证下相关部件纯钛或钛合金材质","适用于单牙种植修复基台、材质为纯钛或钛合金","个",115,"a7fb1116-6f99-11ec-a355-0050568f40ec","e92c6d4c-568d-11ed-9447-b4055d63f15c","国械注准20183171641","牙种植体","四川拜阿蒙生物活性材料有限责任公司","四川拜阿蒙生物活性材料有限责任公司","3a3cba8e982311ecb3f890e2ba8d9d30","牙种植体","2045-1050(美学基台)","0204","钛合金","C0702021380100109474","C07020213801001094740002705"]
[205,"S01980001","拜阿蒙牙种植体系统","四级纯钛种植体产品系统","四川拜阿蒙生物活性材料有限责任公司","四川拜阿蒙生物活性材料有限责任公司","修复基台（单牙）","国械注准20183171641","牙种植体",null,"包含注册证下相关部件纯钛或钛合金材质","适用于单牙种植修复基台、材质为纯钛或钛合金","个",115,"a7fb53aa-6f99-11ec-a355-0050568f40ec","e92c6d4c-568d-11ed-9447-b4055d63f15c","国械注准20183171641","牙种植体","四川拜阿蒙生物活性材料有限责任公司","四川拜阿蒙生物活性材料有限责任公司","3a3cba8e982311ecb3f890e2ba8d9d30","牙种植体","1054-1060(美学基台)","0202","钛合金","C0702021380100109474","C07020213801001094740002712"]
[205,"S01980001","拜阿蒙牙种植体系统","四级纯钛种植体产品系统","四川拜阿蒙生物活性材料有限责任公司","四川拜阿蒙生物活性材料有限责任公司","修复基台（单牙）","国械注准20183171641","牙种植体",null,"包含注册证下相关部件纯钛或钛合金材质","适用于单牙种植修复基台、材质为纯钛或钛合金","个",115,"a7fb8e09-6f99-11ec-a355-0050568f40ec","e92c6d4c-568d-11ed-9447-b4055d63f15c","国械注准20183171641","牙种植体","四川拜阿蒙生物活性材料有限责任公司","四川拜阿蒙生物活性材料有限责任公司","3a3cba8e982311ecb3f890e2ba8d9d30","牙种植体","1045-8060(美学基台)","0207","钛合金","C0702021380100109474","C07020213801001094740002742"]
[205,"S01980001","拜阿蒙牙种植体系统","四级纯钛种植体产品系统","四川拜阿蒙生物活性材料有限责任公司","四川拜阿蒙生物活性材料有限责任公司","修复基台（单牙）","国械注准20183171641","牙种植体",null,"包含注册证下相关部件纯钛或钛合金材质","适用于单牙种植修复基台、材质为纯钛或钛合金","个",115,"a7fb9e94-6f99-11ec-a355-0050568f40ec","e92c6d4c-568d-11ed-9447-b4055d63f15c","国械注准20183171641","牙种植体","四川拜阿蒙生物活性材料有限责任公司","四川拜阿蒙生物活性材料有限责任公司","3a3cba8e982311ecb3f890e2ba8d9d30","牙种植体","3018-6060(标准基台)","0201","钛合金","C0702021380100109474","C07020213801001094740002748"]
[205,"S01980001","拜阿蒙牙种植体系统","四级纯钛种植体产品系统","四川拜阿蒙生物活性材料有限责任公司","四川拜阿蒙生物活性材料有限责任公司","修复基台（单牙）","国械注准20183171641","牙种植体",null,"包含注册证下相关部件纯钛或钛合金材质","适用于单牙种植修复基台、材质为纯钛或钛合金","个",115,"a7fbd435-6f99-11ec-a355-0050568f40ec","e92c6d4c-568d-11ed-9447-b4055d63f15c","国械注准20183171641","牙种植体","四川拜阿蒙生物活性材料有限责任公司","四川拜阿蒙生物活性材料有限责任公司","3a3cba8e982311ecb3f890e2ba8d9d30","牙种植体","3036-1040(标准基台)","0201","钛合金","C0702021380100109474","C07020213801001094740002781"]
[205,"S01980001","拜阿蒙牙种植体系统","四级纯钛种植体产品系统","四川拜阿蒙生物活性材料有限责任公司","四川拜阿蒙生物活性材料有限责任公司","修复基台（单牙）","国械注准20183171641","牙种植体",null,"包含注册证下相关部件纯钛或钛合金材质","适用于单牙种植修复基台、材质为纯钛或钛合金","个",115,"a7fbe777-6f99-11ec-a355-0050568f40ec","e92c6d4c-568d-11ed-9447-b4055d63f15c","国械注准20183171641","牙种植体","四川拜阿蒙生物活性材料有限责任公司","四川拜阿蒙生物活性材料有限责任公司","3a3cba8e982311ecb3f890e2ba8d9d30","牙种植体","3018-1050(可调磨基台)","0209","钛合金","C0702021380100109474","C07020213801001094740002791"]
[205,"S01980001","拜阿蒙牙种植体系统","四级纯钛种植体产品系统","四川拜阿蒙生物活性材料有限责任公司","四川拜阿蒙生物活性材料有限责任公司","修复基台（单牙）","国械注准20183171641","牙种植体",null,"包含注册证下相关部件纯钛或钛合金材质","适用于单牙种植修复基台、材质为纯钛或钛合金","个",115,"a7fc0578-6f99-11ec-a355-0050568f40ec","e92c6d4c-568d-11ed-9447-b4055d63f15c","国械注准20183171641","牙种植体","四川拜阿蒙生物活性材料有限责任公司","四川拜阿蒙生物活性材料有限责任公司","3a3cba8e982311ecb3f890e2ba8d9d30","牙种植体","3000-1040(美学基台)","0207","钛合金","C0702021380100109474","C07020213801001094740002810"]
[205,"S01980001","拜阿蒙牙种植体系统","四级纯钛种植体产品系统","四川拜阿蒙生物活性材料有限责任公司","四川拜阿蒙生物活性材料有限责任公司","修复基台（单牙）","国械注准20183171641","牙种植体",null,"包含注册证下相关部件纯钛或钛合金材质","适用于单牙种植修复基台、材质为纯钛或钛合金","个",115,"a7fc2c34-6f99-11ec-a355-0050568f40ec","e92c6d4c-568d-11ed-9447-b4055d63f15c","国械注准20183171641","牙种植体","四川拜阿蒙生物活性材料有限责任公司","四川拜阿蒙生物活性材料有限责任公司","3a3cba8e982311ecb3f890e2ba8d9d30","牙种植体","1054-1040(可调磨基台)","0211","钛合金","C0702021380100109474","C07020213801001094740002832"]
[205,"S01980001","拜阿蒙牙种植体系统","四级纯钛种植体产品系统","四川拜阿蒙生物活性材料有限责任公司","四川拜阿蒙生物活性材料有限责任公司","修复基台（单牙）","国械注准20183171641","牙种植体",null,"包含注册证下相关部件纯钛或钛合金材质","适用于单牙种植修复基台、材质为纯钛或钛合金","个",115,"a7fc529b-6f99-11ec-a355-0050568f40ec","e92c6d4c-568d-11ed-9447-b4055d63f15c","国械注准20183171641","牙种植体","四川拜阿蒙生物活性材料有限责任公司","四川拜阿蒙生物活性材料有限责任公司","3a3cba8e982311ecb3f890e2ba8d9d30","牙种植体","2018-1040(美学基台)","0202","钛合金","C0702021380100109474","C07020213801001094740002853"]
[205,"S01980001","拜阿蒙牙种植体系统","四级纯钛种植体产品系统","四川拜阿蒙生物活性材料有限责任公司","四川拜阿蒙生物活性材料有限责任公司","修复基台（单牙）","国械注准20183171641","牙种植体",null,"包含注册证下相关部件纯钛或钛合金材质","适用于单牙种植修复基台、材质为纯钛或钛合金","个",115,"a7fc7604-6f99-11ec-a355-0050568f40ec","e92c6d4c-568d-11ed-9447-b4055d63f15c","国械注准20183171641","牙种植体","四川拜阿蒙生物活性材料有限责任公司","四川拜阿蒙生物活性材料有限责任公司","3a3cba8e982311ecb3f890e2ba8d9d30","牙种植体","1018-8040(美学基台)","0204","钛合金","C0702021380100109474","C07020213801001094740002872"]
[205,"S01980001","拜阿蒙牙种植体系统","四级纯钛种植体产品系统","四川拜阿蒙生物活性材料有限责任公司","四川拜阿蒙生物活性材料有限责任公司","修复基台（单牙）","国械注准20183171641","牙种植体",null,"包含注册证下相关部件纯钛或钛合金材质","适用于单牙种植修复基台、材质为纯钛或钛合金","个",115,"a7fc865c-6f99-11ec-a355-0050568f40ec","e92c6d4c-568d-11ed-9447-b4055d63f15c","国械注准20183171641","牙种植体","四川拜阿蒙生物活性材料有限责任公司","四川拜阿蒙生物活性材料有限责任公司","3a3cba8e982311ecb3f890e2ba8d9d30","牙种植体","3018-6040(美学基台)","0208","钛合金","C0702021380100109474","C07020213801001094740002883"]
[205,"S01980001","拜阿蒙牙种植体系统","四级纯钛种植体产品系统","四川拜阿蒙生物活性材料有限责任公司","四川拜阿蒙生物活性材料有限责任公司","修复基台（单牙）","国械注准20183171641","牙种植体",null,"包含注册证下相关部件纯钛或钛合金材质","适用于单牙种植修复基台、材质为纯钛或钛合金","个",115,"a7fca712-6f99-11ec-a355-0050568f40ec","e92c6d4c-568d-11ed-9447-b4055d63f15c","国械注准20183171641","牙种植体","四川拜阿蒙生物活性材料有限责任公司","四川拜阿蒙生物活性材料有限责任公司","3a3cba8e982311ecb3f890e2ba8d9d30","牙种植体","1018-6060(美学基台)","0204","钛合金","C0702021380100109474","C07020213801001094740002896"]
[205,"S01980001","拜阿蒙牙种植体系统","四级纯钛种植体产品系统","四川拜阿蒙生物活性材料有限责任公司","四川拜阿蒙生物活性材料有限责任公司","修复基台（单牙）","国械注准20183171641","牙种植体",null,"包含注册证下相关部件纯钛或钛合金材质","适用于单牙种植修复基台、材质为纯钛或钛合金","个",115,"a7fcc602-6f99-11ec-a355-0050568f40ec","e92c6d4c-568d-11ed-9447-b4055d63f15c","国械注准20183171641","牙种植体","四川拜阿蒙生物活性材料有限责任公司","四川拜阿蒙生物活性材料有限责任公司","3a3cba8e982311ecb3f890e2ba8d9d30","牙种植体","2018-8050(可调磨基台)","0209","钛合金","C0702021380100109474","C07020213801001094740002915"]
[205,"S01980001","拜阿蒙牙种植体系统","四级纯钛种植体产品系统","四川拜阿蒙生物活性材料有限责任公司","四川拜阿蒙生物活性材料有限责任公司","修复基台（单牙）","国械注准20183171641","牙种植体",null,"包含注册证下相关部件纯钛或钛合金材质","适用于单牙种植修复基台、材质为纯钛或钛合金","个",115,"a7fcef55-6f99-11ec-a355-0050568f40ec","e92c6d4c-568d-11ed-9447-b4055d63f15c","国械注准20183171641","牙种植体","四川拜阿蒙生物活性材料有限责任公司","四川拜阿蒙生物活性材料有限责任公司","3a3cba8e982311ecb3f890e2ba8d9d30","牙种植体","2009-1060(标准基台)","0201","钛合金","C0702021380100109474","C07020213801001094740002938"]
[205,"S01980001","拜阿蒙牙种植体系统","四级纯钛种植体产品系统","四川拜阿蒙生物活性材料有限责任公司","四川拜阿蒙生物活性材料有限责任公司","修复基台（单牙）","国械注准20183171641","牙种植体",null,"包含注册证下相关部件纯钛或钛合金材质","适用于单牙种植修复基台、材质为纯钛或钛合金","个",115,"a7fd104b-6f99-11ec-a355-0050568f40ec","e92c6d4c-568d-11ed-9447-b4055d63f15c","国械注准20183171641","牙种植体","四川拜阿蒙生物活性材料有限责任公司","四川拜阿蒙生物活性材料有限责任公司","3a3cba8e982311ecb3f890e2ba8d9d30","牙种植体","1045-6050(标准基台)","0203","钛合金","C0702021380100109474","C07020213801001094740002958"]
[205,"S01980001","拜阿蒙牙种植体系统","四级纯钛种植体产品系统","四川拜阿蒙生物活性材料有限责任公司","四川拜阿蒙生物活性材料有限责任公司","修复基台（单牙）","国械注准20183171641","牙种植体",null,"包含注册证下相关部件纯钛或钛合金材质","适用于单牙种植修复基台、材质为纯钛或钛合金","个",115,"a7fd3a65-6f99-11ec-a355-0050568f40ec","e92c6d4c-568d-11ed-9447-b4055d63f15c","国械注准20183171641","牙种植体","四川拜阿蒙生物活性材料有限责任公司","四川拜阿蒙生物活性材料有限责任公司","3a3cba8e982311ecb3f890e2ba8d9d30","牙种植体","1045-1250(美学基台)","0202","钛合金","C0702021380100109474","C07020213801001094740002981"]
[205,"S01980001","拜阿蒙牙种植体系统","四级纯钛种植体产品系统","四川拜阿蒙生物活性材料有限责任公司","四川拜阿蒙生物活性材料有限责任公司","修复基台（单牙）","国械注准20183171641","牙种植体",null,"包含注册证下相关部件纯钛或钛合金材质","适用于单牙种植修复基台、材质为纯钛或钛合金","个",115,"a7fd6077-6f99-11ec-a355-0050568f40ec","e92c6d4c-568d-11ed-9447-b4055d63f15c","国械注准20183171641","牙种植体","四川拜阿蒙生物活性材料有限责任公司","四川拜阿蒙生物活性材料有限责任公司","3a3cba8e982311ecb3f890e2ba8d9d30","牙种植体","2045-6040(标准基台)","0201","钛合金","C0702021380100109474","C07020213801001094740003001"]
[205,"S01980001","拜阿蒙牙种植体系统","四级纯钛种植体产品系统","四川拜阿蒙生物活性材料有限责任公司","四川拜阿蒙生物活性材料有限责任公司","修复基台（单牙）","国械注准20183171641","牙种植体",null,"包含注册证下相关部件纯钛或钛合金材质","适用于单牙种植修复基台、材质为纯钛或钛合金","个",115,"a7fd8113-6f99-11ec-a355-0050568f40ec","e92c6d4c-568d-11ed-9447-b4055d63f15c","国械注准20183171641","牙种植体","四川拜阿蒙生物活性材料有限责任公司","四川拜阿蒙生物活性材料有限责任公司","3a3cba8e982311ecb3f890e2ba8d9d30","牙种植体","2036-3060(可调磨基台)","0209","钛合金","C0702021380100109474","C07020213801001094740003020"]
[205,"S01980001","拜阿蒙牙种植体系统","四级纯钛种植体产品系统","四川拜阿蒙生物活性材料有限责任公司","四川拜阿蒙生物活性材料有限责任公司","修复基台（单牙）","国械注准20183171641","牙种植体",null,"包含注册证下相关部件纯钛或钛合金材质","适用于单牙种植修复基台、材质为纯钛或钛合金","个",115,"a7fd9808-6f99-11ec-a355-0050568f40ec","e92c6d4c-568d-11ed-9447-b4055d63f15c","国械注准20183171641","牙种植体","四川拜阿蒙生物活性材料有限责任公司","四川拜阿蒙生物活性材料有限责任公司","3a3cba8e982311ecb3f890e2ba8d9d30","牙种植体","2027-1040(可调磨基台)","0211","钛合金","C0702021380100109474","C07020213801001094740003032"]
[205,"S01980001","拜阿蒙牙种植体系统","四级纯钛种植体产品系统","四川拜阿蒙生物活性材料有限责任公司","四川拜阿蒙生物活性材料有限责任公司","修复基台（单牙）","国械注准20183171641","牙种植体",null,"包含注册证下相关部件纯钛或钛合金材质","适用于单牙种植修复基台、材质为纯钛或钛合金","个",115,"a7fdac1e-6f99-11ec-a355-0050568f40ec","e92c6d4c-568d-11ed-9447-b4055d63f15c","国械注准20183171641","牙种植体","四川拜阿蒙生物活性材料有限责任公司","四川拜阿蒙生物活性材料有限责任公司","3a3cba8e982311ecb3f890e2ba8d9d30","牙种植体","3009-1050(标准基台)","0201","钛合金","C0702021380100109474","C07020213801001094740003044"]
[205,"S01980001","拜阿蒙牙种植体系统","四级纯钛种植体产品系统","四川拜阿蒙生物活性材料有限责任公司","四川拜阿蒙生物活性材料有限责任公司","修复基台（单牙）","国械注准20183171641","牙种植体",null,"包含注册证下相关部件纯钛或钛合金材质","适用于单牙种植修复基台、材质为纯钛或钛合金","个",115,"a7fdd30a-6f99-11ec-a355-0050568f40ec","e92c6d4c-568d-11ed-9447-b4055d63f15c","国械注准20183171641","牙种植体","四川拜阿蒙生物活性材料有限责任公司","四川拜阿蒙生物活性材料有限责任公司","3a3cba8e982311ecb3f890e2ba8d9d30","牙种植体","2000-1250(美学基台)","0202","钛合金","C0702021380100109474","C07020213801001094740003063"]
[205,"S01980001","拜阿蒙牙种植体系统","四级纯钛种植体产品系统","四川拜阿蒙生物活性材料有限责任公司","四川拜阿蒙生物活性材料有限责任公司","修复基台（单牙）","国械注准20183171641","牙种植体",null,"包含注册证下相关部件纯钛或钛合金材质","适用于单牙种植修复基台、材质为纯钛或钛合金","个",115,"a7fdfaa0-6f99-11ec-a355-0050568f40ec","e92c6d4c-568d-11ed-9447-b4055d63f15c","国械注准20183171641","牙种植体","四川拜阿蒙生物活性材料有限责任公司","四川拜阿蒙生物活性材料有限责任公司","3a3cba8e982311ecb3f890e2ba8d9d30","牙种植体","1018-3050(可调磨基台)","0209","钛合金","C0702021380100109474","C07020213801001094740003087"]
[205,"S01980001","拜阿蒙牙种植体系统","四级纯钛种植体产品系统","四川拜阿蒙生物活性材料有限责任公司","四川拜阿蒙生物活性材料有限责任公司","修复基台（单牙）","国械注准20183171641","牙种植体",null,"包含注册证下相关部件纯钛或钛合金材质","适用于单牙种植修复基台、材质为纯钛或钛合金","个",115,"a7fe1c7f-6f99-11ec-a355-0050568f40ec","e92c6d4c-568d-11ed-9447-b4055d63f15c","国械注准20183171641","牙种植体","四川拜阿蒙生物活性材料有限责任公司","四川拜阿蒙生物活性材料有限责任公司","3a3cba8e982311ecb3f890e2ba8d9d30","牙种植体","1045-1250(可调磨基台)","0210","钛合金","C0702021380100109474","C07020213801001094740003106"]
[205,"S01980001","拜阿蒙牙种植体系统","四级纯钛种植体产品系统","四川拜阿蒙生物活性材料有限责任公司","四川拜阿蒙生物活性材料有限责任公司","修复基台（单牙）","国械注准20183171641","牙种植体",null,"包含注册证下相关部件纯钛或钛合金材质","适用于单牙种植修复基台、材质为纯钛或钛合金","个",115,"a7fe3c80-6f99-11ec-a355-0050568f40ec","e92c6d4c-568d-11ed-9447-b4055d63f15c","国械注准20183171641","牙种植体","四川拜阿蒙生物活性材料有限责任公司","四川拜阿蒙生物活性材料有限责任公司","3a3cba8e982311ecb3f890e2ba8d9d30","牙种植体","2045-6040(美学基台)","0208","钛合金","C0702021380100109474","C07020213801001094740003125"]
[205,"S01980001","拜阿蒙牙种植体系统","四级纯钛种植体产品系统","四川拜阿蒙生物活性材料有限责任公司","四川拜阿蒙生物活性材料有限责任公司","修复基台（单牙）","国械注准20183171641","牙种植体",null,"包含注册证下相关部件纯钛或钛合金材质","适用于单牙种植修复基台、材质为纯钛或钛合金","个",115,"a7fe6a95-6f99-11ec-a355-0050568f40ec","e92c6d4c-568d-11ed-9447-b4055d63f15c","国械注准20183171641","牙种植体","四川拜阿蒙生物活性材料有限责任公司","四川拜阿蒙生物活性材料有限责任公司","3a3cba8e982311ecb3f890e2ba8d9d30","牙种植体","2036-4040(标准基台)","0201","钛合金","C0702021380100109474","C07020213801001094740003138"]
[205,"S01980001","拜阿蒙牙种植体系统","四级纯钛种植体产品系统","四川拜阿蒙生物活性材料有限责任公司","四川拜阿蒙生物活性材料有限责任公司","修复基台（单牙）","国械注准20183171641","牙种植体",null,"包含注册证下相关部件纯钛或钛合金材质","适用于单牙种植修复基台、材质为纯钛或钛合金","个",115,"a7fea3c6-6f99-11ec-a355-0050568f40ec","e92c6d4c-568d-11ed-9447-b4055d63f15c","国械注准20183171641","牙种植体","四川拜阿蒙生物活性材料有限责任公司","四川拜阿蒙生物活性材料有限责任公司","3a3cba8e982311ecb3f890e2ba8d9d30","牙种植体","2036-1250(美学基台)","0207","钛合金","C0702021380100109474","C07020213801001094740003168"]
[205,"S01980001","拜阿蒙牙种植体系统","四级纯钛种植体产品系统","四川拜阿蒙生物活性材料有限责任公司","四川拜阿蒙生物活性材料有限责任公司","修复基台（单牙）","国械注准20183171641","牙种植体",null,"包含注册证下相关部件纯钛或钛合金材质","适用于单牙种植修复基台、材质为纯钛或钛合金","个",115,"a7fecf1c-6f99-11ec-a355-0050568f40ec","e92c6d4c-568d-11ed-9447-b4055d63f15c","国械注准20183171641","牙种植体","四川拜阿蒙生物活性材料有限责任公司","四川拜阿蒙生物活性材料有限责任公司","3a3cba8e982311ecb3f890e2ba8d9d30","牙种植体","3018-3050(美学基台)","0202","钛合金","C0702021380100109474","C07020213801001094740003193"]
[205,"S01980001","拜阿蒙牙种植体系统","四级纯钛种植体产品系统","四川拜阿蒙生物活性材料有限责任公司","四川拜阿蒙生物活性材料有限责任公司","修复基台（单牙）","国械注准20183171641","牙种植体",null,"包含注册证下相关部件纯钛或钛合金材质","适用于单牙种植修复基台、材质为纯钛或钛合金","个",115,"a7fee504-6f99-11ec-a355-0050568f40ec","e92c6d4c-568d-11ed-9447-b4055d63f15c","国械注准20183171641","牙种植体","四川拜阿蒙生物活性材料有限责任公司","四川拜阿蒙生物活性材料有限责任公司","3a3cba8e982311ecb3f890e2ba8d9d30","牙种植体","1027-8040(美学基台)","0204","钛合金","C0702021380100109474","C07020213801001094740003207"]
[205,"S01980001","拜阿蒙牙种植体系统","四级纯钛种植体产品系统","四川拜阿蒙生物活性材料有限责任公司","四川拜阿蒙生物活性材料有限责任公司","修复基台（单牙）","国械注准20183171641","牙种植体",null,"包含注册证下相关部件纯钛或钛合金材质","适用于单牙种植修复基台、材质为纯钛或钛合金","个",115,"a7ff0e9d-6f99-11ec-a355-0050568f40ec","e92c6d4c-568d-11ed-9447-b4055d63f15c","国械注准20183171641","牙种植体","四川拜阿蒙生物活性材料有限责任公司","四川拜阿蒙生物活性材料有限责任公司","3a3cba8e982311ecb3f890e2ba8d9d30","牙种植体","3018-4050(美学基台)","0204","钛合金","C0702021380100109474","C07020213801001094740003230"]
[205,"S01980001","拜阿蒙牙种植体系统","四级纯钛种植体产品系统","四川拜阿蒙生物活性材料有限责任公司","四川拜阿蒙生物活性材料有限责任公司","修复基台（单牙）","国械注准20183171641","牙种植体",null,"包含注册证下相关部件纯钛或钛合金材质","适用于单牙种植修复基台、材质为纯钛或钛合金","个",115,"a7ff1806-6f99-11ec-a355-0050568f40ec","e92c6d4c-568d-11ed-9447-b4055d63f15c","国械注准20183171641","牙种植体","四川拜阿蒙生物活性材料有限责任公司","四川拜阿蒙生物活性材料有限责任公司","3a3cba8e982311ecb3f890e2ba8d9d30","牙种植体","1054-1250(美学基台)","0207","钛合金","C0702021380100109474","C07020213801001094740003236"]
[205,"S01980001","拜阿蒙牙种植体系统","四级纯钛种植体产品系统","四川拜阿蒙生物活性材料有限责任公司","四川拜阿蒙生物活性材料有限责任公司","修复基台（单牙）","国械注准20183171641","牙种植体",null,"包含注册证下相关部件纯钛或钛合金材质","适用于单牙种植修复基台、材质为纯钛或钛合金","个",115,"a7ff3c21-6f99-11ec-a355-0050568f40ec","e92c6d4c-568d-11ed-9447-b4055d63f15c","国械注准20183171641","牙种植体","四川拜阿蒙生物活性材料有限责任公司","四川拜阿蒙生物活性材料有限责任公司","3a3cba8e982311ecb3f890e2ba8d9d30","牙种植体","3009-1260(美学基台)","0207","钛合金","C0702021380100109474","C07020213801001094740003258"]
[205,"S01980001","拜阿蒙牙种植体系统","四级纯钛种植体产品系统","四川拜阿蒙生物活性材料有限责任公司","四川拜阿蒙生物活性材料有限责任公司","修复基台（单牙）","国械注准20183171641","牙种植体",null,"包含注册证下相关部件纯钛或钛合金材质","适用于单牙种植修复基台、材质为纯钛或钛合金","个",115,"a7ff5962-6f99-11ec-a355-0050568f40ec","e92c6d4c-568d-11ed-9447-b4055d63f15c","国械注准20183171641","牙种植体","四川拜阿蒙生物活性材料有限责任公司","四川拜阿蒙生物活性材料有限责任公司","3a3cba8e982311ecb3f890e2ba8d9d30","牙种植体","1054-8050(可调磨基台)","0210","钛合金","C0702021380100109474","C07020213801001094740003273"]
[205,"S01980001","拜阿蒙牙种植体系统","四级纯钛种植体产品系统","四川拜阿蒙生物活性材料有限责任公司","四川拜阿蒙生物活性材料有限责任公司","修复基台（单牙）","国械注准20183171641","牙种植体",null,"包含注册证下相关部件纯钛或钛合金材质","适用于单牙种植修复基台、材质为纯钛或钛合金","个",115,"a7ff7fe6-6f99-11ec-a355-0050568f40ec","e92c6d4c-568d-11ed-9447-b4055d63f15c","国械注准20183171641","牙种植体","四川拜阿蒙生物活性材料有限责任公司","四川拜阿蒙生物活性材料有限责任公司","3a3cba8e982311ecb3f890e2ba8d9d30","牙种植体","1009-3050(标准基台)","0203","钛合金","C0702021380100109474","C07020213801001094740003298"]
[205,"S01980001","拜阿蒙牙种植体系统","四级纯钛种植体产品系统","四川拜阿蒙生物活性材料有限责任公司","四川拜阿蒙生物活性材料有限责任公司","修复基台（单牙）","国械注准20183171641","牙种植体",null,"包含注册证下相关部件纯钛或钛合金材质","适用于单牙种植修复基台、材质为纯钛或钛合金","个",115,"a7ff93da-6f99-11ec-a355-0050568f40ec","e92c6d4c-568d-11ed-9447-b4055d63f15c","国械注准20183171641","牙种植体","四川拜阿蒙生物活性材料有限责任公司","四川拜阿蒙生物活性材料有限责任公司","3a3cba8e982311ecb3f890e2ba8d9d30","牙种植体","1027-8060(美学基台)","0204","钛合金","C0702021380100109474","C07020213801001094740003309"]
[205,"S01980001","拜阿蒙牙种植体系统","四级纯钛种植体产品系统","四川拜阿蒙生物活性材料有限责任公司","四川拜阿蒙生物活性材料有限责任公司","修复基台（单牙）","国械注准20183171641","牙种植体",null,"包含注册证下相关部件纯钛或钛合金材质","适用于单牙种植修复基台、材质为纯钛或钛合金","个",115,"a7ffc9cb-6f99-11ec-a355-0050568f40ec","e92c6d4c-568d-11ed-9447-b4055d63f15c","国械注准20183171641","牙种植体","四川拜阿蒙生物活性材料有限责任公司","四川拜阿蒙生物活性材料有限责任公司","3a3cba8e982311ecb3f890e2ba8d9d30","牙种植体","3027-6050(美学基台)","0204","钛合金","C0702021380100109474","C07020213801001094740003341"]
[205,"S01980001","拜阿蒙牙种植体系统","四级纯钛种植体产品系统","四川拜阿蒙生物活性材料有限责任公司","四川拜阿蒙生物活性材料有限责任公司","修复基台（单牙）","国械注准20183171641","牙种植体",null,"包含注册证下相关部件纯钛或钛合金材质","适用于单牙种植修复基台、材质为纯钛或钛合金","个",115,"a7ffeb53-6f99-11ec-a355-0050568f40ec","e92c6d4c-568d-11ed-9447-b4055d63f15c","国械注准20183171641","牙种植体","四川拜阿蒙生物活性材料有限责任公司","四川拜阿蒙生物活性材料有限责任公司","3a3cba8e982311ecb3f890e2ba8d9d30","牙种植体","1027-6050(可调磨基台)","0210","钛合金","C0702021380100109474","C07020213801001094740003360"]
[205,"S01980001","拜阿蒙牙种植体系统","四级纯钛种植体产品系统","四川拜阿蒙生物活性材料有限责任公司","四川拜阿蒙生物活性材料有限责任公司","修复基台（单牙）","国械注准20183171641","牙种植体",null,"包含注册证下相关部件纯钛或钛合金材质","适用于单牙种植修复基台、材质为纯钛或钛合金","个",115,"a80007cf-6f99-11ec-a355-0050568f40ec","e92c6d4c-568d-11ed-9447-b4055d63f15c","国械注准20183171641","牙种植体","四川拜阿蒙生物活性材料有限责任公司","四川拜阿蒙生物活性材料有限责任公司","3a3cba8e982311ecb3f890e2ba8d9d30","牙种植体","3027-4040(可调磨基台)","0209","钛合金","C0702021380100109474","C07020213801001094740003378"]
[205,"S01980001","拜阿蒙牙种植体系统","四级纯钛种植体产品系统","四川拜阿蒙生物活性材料有限责任公司","四川拜阿蒙生物活性材料有限责任公司","修复基台（单牙）","国械注准20183171641","牙种植体",null,"包含注册证下相关部件纯钛或钛合金材质","适用于单牙种植修复基台、材质为纯钛或钛合金","个",115,"a80010cc-6f99-11ec-a355-0050568f40ec","e92c6d4c-568d-11ed-9447-b4055d63f15c","国械注准20183171641","牙种植体","四川拜阿蒙生物活性材料有限责任公司","四川拜阿蒙生物活性材料有限责任公司","3a3cba8e982311ecb3f890e2ba8d9d30","牙种植体","2027-4050(美学基台)","0207","钛合金","C0702021380100109474","C07020213801001094740003384"]
[205,"S01980001","拜阿蒙牙种植体系统","四级纯钛种植体产品系统","四川拜阿蒙生物活性材料有限责任公司","四川拜阿蒙生物活性材料有限责任公司","修复基台（单牙）","国械注准20183171641","牙种植体",null,"包含注册证下相关部件纯钛或钛合金材质","适用于单牙种植修复基台、材质为纯钛或钛合金","个",115,"a80036a2-6f99-11ec-a355-0050568f40ec","e92c6d4c-568d-11ed-9447-b4055d63f15c","国械注准20183171641","牙种植体","四川拜阿蒙生物活性材料有限责任公司","四川拜阿蒙生物活性材料有限责任公司","3a3cba8e982311ecb3f890e2ba8d9d30","牙种植体","3027-1240(美学基台)","0204","钛合金","C0702021380100109474","C07020213801001094740003403"]
[205,"S01980001","拜阿蒙牙种植体系统","四级纯钛种植体产品系统","四川拜阿蒙生物活性材料有限责任公司","四川拜阿蒙生物活性材料有限责任公司","修复基台（单牙）","国械注准20183171641","牙种植体",null,"包含注册证下相关部件纯钛或钛合金材质","适用于单牙种植修复基台、材质为纯钛或钛合金","个",115,"a8005dab-6f99-11ec-a355-0050568f40ec","e92c6d4c-568d-11ed-9447-b4055d63f15c","国械注准20183171641","牙种植体","四川拜阿蒙生物活性材料有限责任公司","四川拜阿蒙生物活性材料有限责任公司","3a3cba8e982311ecb3f890e2ba8d9d30","牙种植体","1027-1060(美学基台)","0204","钛合金","C0702021380100109474","C07020213801001094740003429"]
[205,"S01980001","拜阿蒙牙种植体系统","四级纯钛种植体产品系统","四川拜阿蒙生物活性材料有限责任公司","四川拜阿蒙生物活性材料有限责任公司","修复基台（单牙）","国械注准20183171641","牙种植体",null,"包含注册证下相关部件纯钛或钛合金材质","适用于单牙种植修复基台、材质为纯钛或钛合金","个",115,"a80079bb-6f99-11ec-a355-0050568f40ec","e92c6d4c-568d-11ed-9447-b4055d63f15c","国械注准20183171641","牙种植体","四川拜阿蒙生物活性材料有限责任公司","四川拜阿蒙生物活性材料有限责任公司","3a3cba8e982311ecb3f890e2ba8d9d30","牙种植体","1027-3040(可调磨基台)","0210","钛合金","C0702021380100109474","C07020213801001094740003446"]
[205,"S01980001","拜阿蒙牙种植体系统","四级纯钛种植体产品系统","四川拜阿蒙生物活性材料有限责任公司","四川拜阿蒙生物活性材料有限责任公司","修复基台（单牙）","国械注准20183171641","牙种植体",null,"包含注册证下相关部件纯钛或钛合金材质","适用于单牙种植修复基台、材质为纯钛或钛合金","个",115,"a8009e9f-6f99-11ec-a355-0050568f40ec","e92c6d4c-568d-11ed-9447-b4055d63f15c","国械注准20183171641","牙种植体","四川拜阿蒙生物活性材料有限责任公司","四川拜阿蒙生物活性材料有限责任公司","3a3cba8e982311ecb3f890e2ba8d9d30","牙种植体","3054-1050(美学基台)","0208","钛合金","C0702021380100109474","C07020213801001094740003465"]
[205,"S01980001","拜阿蒙牙种植体系统","四级纯钛种植体产品系统","四川拜阿蒙生物活性材料有限责任公司","四川拜阿蒙生物活性材料有限责任公司","修复基台（单牙）","国械注准20183171641","牙种植体",null,"包含注册证下相关部件纯钛或钛合金材质","适用于单牙种植修复基台、材质为纯钛或钛合金","个",115,"a800c80f-6f99-11ec-a355-0050568f40ec","e92c6d4c-568d-11ed-9447-b4055d63f15c","国械注准20183171641","牙种植体","四川拜阿蒙生物活性材料有限责任公司","四川拜阿蒙生物活性材料有限责任公司","3a3cba8e982311ecb3f890e2ba8d9d30","牙种植体","1018-1040(可调磨基台)","0211","钛合金","C0702021380100109474","C07020213801001094740003484"]
[205,"S01980001","拜阿蒙牙种植体系统","四级纯钛种植体产品系统","四川拜阿蒙生物活性材料有限责任公司","四川拜阿蒙生物活性材料有限责任公司","修复基台（单牙）","国械注准20183171641","牙种植体",null,"包含注册证下相关部件纯钛或钛合金材质","适用于单牙种植修复基台、材质为纯钛或钛合金","个",115,"a800f21d-6f99-11ec-a355-0050568f40ec","e92c6d4c-568d-11ed-9447-b4055d63f15c","国械注准20183171641","牙种植体","四川拜阿蒙生物活性材料有限责任公司","四川拜阿蒙生物活性材料有限责任公司","3a3cba8e982311ecb3f890e2ba8d9d30","牙种植体","3054-6050(标准基台)","0201","钛合金","C0702021380100109474","C07020213801001094740003508"]
[205,"S01980001","拜阿蒙牙种植体系统","四级纯钛种植体产品系统","四川拜阿蒙生物活性材料有限责任公司","四川拜阿蒙生物活性材料有限责任公司","修复基台（单牙）","国械注准20183171641","牙种植体",null,"包含注册证下相关部件纯钛或钛合金材质","适用于单牙种植修复基台、材质为纯钛或钛合金","个",115,"a801108c-6f99-11ec-a355-0050568f40ec","e92c6d4c-568d-11ed-9447-b4055d63f15c","国械注准20183171641","牙种植体","四川拜阿蒙生物活性材料有限责任公司","四川拜阿蒙生物活性材料有限责任公司","3a3cba8e982311ecb3f890e2ba8d9d30","牙种植体","1018-4040(美学基台)","0204","钛合金","C0702021380100109474","C07020213801001094740003527"]
[205,"S01980001","拜阿蒙牙种植体系统","四级纯钛种植体产品系统","四川拜阿蒙生物活性材料有限责任公司","四川拜阿蒙生物活性材料有限责任公司","修复基台（单牙）","国械注准20183171641","牙种植体",null,"包含注册证下相关部件纯钛或钛合金材质","适用于单牙种植修复基台、材质为纯钛或钛合金","个",115,"a801474d-6f99-11ec-a355-0050568f40ec","e92c6d4c-568d-11ed-9447-b4055d63f15c","国械注准20183171641","牙种植体","四川拜阿蒙生物活性材料有限责任公司","四川拜阿蒙生物活性材料有限责任公司","3a3cba8e982311ecb3f890e2ba8d9d30","牙种植体","1045-6040(美学基台)","0207","钛合金","C0702021380100109474","C07020213801001094740003535"]
[205,"S01980001","拜阿蒙牙种植体系统","四级纯钛种植体产品系统","四川拜阿蒙生物活性材料有限责任公司","四川拜阿蒙生物活性材料有限责任公司","修复基台（单牙）","国械注准20183171641","牙种植体",null,"包含注册证下相关部件纯钛或钛合金材质","适用于单牙种植修复基台、材质为纯钛或钛合金","个",115,"a8015fa1-6f99-11ec-a355-0050568f40ec","e92c6d4c-568d-11ed-9447-b4055d63f15c","国械注准20183171641","牙种植体","四川拜阿蒙生物活性材料有限责任公司","四川拜阿蒙生物活性材料有限责任公司","3a3cba8e982311ecb3f890e2ba8d9d30","牙种植体","2000-1240(标准基台)","0203","钛合金","C0702021380100109474","C07020213801001094740003551"]
[205,"S01980001","拜阿蒙牙种植体系统","四级纯钛种植体产品系统","四川拜阿蒙生物活性材料有限责任公司","四川拜阿蒙生物活性材料有限责任公司","修复基台（单牙）","国械注准20183171641","牙种植体",null,"包含注册证下相关部件纯钛或钛合金材质","适用于单牙种植修复基台、材质为纯钛或钛合金","个",115,"a801a14b-6f99-11ec-a355-0050568f40ec","e92c6d4c-568d-11ed-9447-b4055d63f15c","国械注准20183171641","牙种植体","四川拜阿蒙生物活性材料有限责任公司","四川拜阿蒙生物活性材料有限责任公司","3a3cba8e982311ecb3f890e2ba8d9d30","牙种植体","2027-3060(标准基台)","0201","钛合金","C0702021380100109474","C07020213801001094740003576"]
[205,"S01980001","拜阿蒙牙种植体系统","四级纯钛种植体产品系统","四川拜阿蒙生物活性材料有限责任公司","四川拜阿蒙生物活性材料有限责任公司","修复基台（单牙）","国械注准20183171641","牙种植体",null,"包含注册证下相关部件纯钛或钛合金材质","适用于单牙种植修复基台、材质为纯钛或钛合金","个",115,"a801b87a-6f99-11ec-a355-0050568f40ec","e92c6d4c-568d-11ed-9447-b4055d63f15c","国械注准20183171641","牙种植体","四川拜阿蒙生物活性材料有限责任公司","四川拜阿蒙生物活性材料有限责任公司","3a3cba8e982311ecb3f890e2ba8d9d30","牙种植体","1054-1240(美学基台)","0207","钛合金","C0702021380100109474","C07020213801001094740003586"]
[205,"S01980001","拜阿蒙牙种植体系统","四级纯钛种植体产品系统","四川拜阿蒙生物活性材料有限责任公司","四川拜阿蒙生物活性材料有限责任公司","修复基台（单牙）","国械注准20183171641","牙种植体",null,"包含注册证下相关部件纯钛或钛合金材质","适用于单牙种植修复基台、材质为纯钛或钛合金","个",115,"a801e655-6f99-11ec-a355-0050568f40ec","e92c6d4c-568d-11ed-9447-b4055d63f15c","国械注准20183171641","牙种植体","四川拜阿蒙生物活性材料有限责任公司","四川拜阿蒙生物活性材料有限责任公司","3a3cba8e982311ecb3f890e2ba8d9d30","牙种植体","1045-3050(标准基台)","0203","钛合金","C0702021380100109474","C07020213801001094740003613"]
[205,"S01980001","拜阿蒙牙种植体系统","四级纯钛种植体产品系统","四川拜阿蒙生物活性材料有限责任公司","四川拜阿蒙生物活性材料有限责任公司","修复基台（单牙）","国械注准20183171641","牙种植体",null,"包含注册证下相关部件纯钛或钛合金材质","适用于单牙种植修复基台、材质为纯钛或钛合金","个",115,"a80223fd-6f99-11ec-a355-0050568f40ec","e92c6d4c-568d-11ed-9447-b4055d63f15c","国械注准20183171641","牙种植体","四川拜阿蒙生物活性材料有限责任公司","四川拜阿蒙生物活性材料有限责任公司","3a3cba8e982311ecb3f890e2ba8d9d30","牙种植体","2045-3050(可调磨基台)","0211","钛合金","C0702021380100109474","C07020213801001094740003638"]
[205,"S01980001","拜阿蒙牙种植体系统","四级纯钛种植体产品系统","四川拜阿蒙生物活性材料有限责任公司","四川拜阿蒙生物活性材料有限责任公司","修复基台（单牙）","国械注准20183171641","牙种植体",null,"包含注册证下相关部件纯钛或钛合金材质","适用于单牙种植修复基台、材质为纯钛或钛合金","个",115,"a8024159-6f99-11ec-a355-0050568f40ec","e92c6d4c-568d-11ed-9447-b4055d63f15c","国械注准20183171641","牙种植体","四川拜阿蒙生物活性材料有限责任公司","四川拜阿蒙生物活性材料有限责任公司","3a3cba8e982311ecb3f890e2ba8d9d30","牙种植体","3018-6050(美学基台)","0202","钛合金","C0702021380100109474","C07020213801001094740003655"]
[205,"S01980001","拜阿蒙牙种植体系统","四级纯钛种植体产品系统","四川拜阿蒙生物活性材料有限责任公司","四川拜阿蒙生物活性材料有限责任公司","修复基台（单牙）","国械注准20183171641","牙种植体",null,"包含注册证下相关部件纯钛或钛合金材质","适用于单牙种植修复基台、材质为纯钛或钛合金","个",115,"a80262f6-6f99-11ec-a355-0050568f40ec","e92c6d4c-568d-11ed-9447-b4055d63f15c","国械注准20183171641","牙种植体","四川拜阿蒙生物活性材料有限责任公司","四川拜阿蒙生物活性材料有限责任公司","3a3cba8e982311ecb3f890e2ba8d9d30","牙种植体","2036-1260(美学基台)","0204","钛合金","C0702021380100109474","C07020213801001094740003675"]
[205,"S01980001","拜阿蒙牙种植体系统","四级纯钛种植体产品系统","四川拜阿蒙生物活性材料有限责任公司","四川拜阿蒙生物活性材料有限责任公司","修复基台（单牙）","国械注准20183171641","牙种植体",null,"包含注册证下相关部件纯钛或钛合金材质","适用于单牙种植修复基台、材质为纯钛或钛合金","个",115,"a80272e7-6f99-11ec-a355-0050568f40ec","e92c6d4c-568d-11ed-9447-b4055d63f15c","国械注准20183171641","牙种植体","四川拜阿蒙生物活性材料有限责任公司","四川拜阿蒙生物活性材料有限责任公司","3a3cba8e982311ecb3f890e2ba8d9d30","牙种植体","1009-6050(美学基台)","0208","钛合金","C0702021380100109474","C07020213801001094740003684"]
[205,"S01980001","拜阿蒙牙种植体系统","四级纯钛种植体产品系统","四川拜阿蒙生物活性材料有限责任公司","四川拜阿蒙生物活性材料有限责任公司","修复基台（单牙）","国械注准20183171641","牙种植体",null,"包含注册证下相关部件纯钛或钛合金材质","适用于单牙种植修复基台、材质为纯钛或钛合金","个",115,"a802927b-6f99-11ec-a355-0050568f40ec","e92c6d4c-568d-11ed-9447-b4055d63f15c","国械注准20183171641","牙种植体","四川拜阿蒙生物活性材料有限责任公司","四川拜阿蒙生物活性材料有限责任公司","3a3cba8e982311ecb3f890e2ba8d9d30","牙种植体","3009-8050(美学基台)","0204","钛合金","C0702021380100109474","C07020213801001094740003699"]
[205,"S01980001","拜阿蒙牙种植体系统","四级纯钛种植体产品系统","四川拜阿蒙生物活性材料有限责任公司","四川拜阿蒙生物活性材料有限责任公司","修复基台（单牙）","国械注准20183171641","牙种植体",null,"包含注册证下相关部件纯钛或钛合金材质","适用于单牙种植修复基台、材质为纯钛或钛合金","个",115,"a802bc72-6f99-11ec-a355-0050568f40ec","e92c6d4c-568d-11ed-9447-b4055d63f15c","国械注准20183171641","牙种植体","四川拜阿蒙生物活性材料有限责任公司","四川拜阿蒙生物活性材料有限责任公司","3a3cba8e982311ecb3f890e2ba8d9d30","牙种植体","1027-1250(可调磨基台)","0209","钛合金","C0702021380100109474","C07020213801001094740003724"]
[205,"S01980001","拜阿蒙牙种植体系统","四级纯钛种植体产品系统","四川拜阿蒙生物活性材料有限责任公司","四川拜阿蒙生物活性材料有限责任公司","修复基台（单牙）","国械注准20183171641","牙种植体",null,"包含注册证下相关部件纯钛或钛合金材质","适用于单牙种植修复基台、材质为纯钛或钛合金","个",115,"a802cdb9-6f99-11ec-a355-0050568f40ec","e92c6d4c-568d-11ed-9447-b4055d63f15c","国械注准20183171641","牙种植体","四川拜阿蒙生物活性材料有限责任公司","四川拜阿蒙生物活性材料有限责任公司","3a3cba8e982311ecb3f890e2ba8d9d30","牙种植体","2036-4040(美学基台)","0202","钛合金","C0702021380100109474","C07020213801001094740003735"]
[205,"S01980001","拜阿蒙牙种植体系统","四级纯钛种植体产品系统","四川拜阿蒙生物活性材料有限责任公司","四川拜阿蒙生物活性材料有限责任公司","修复基台（单牙）","国械注准20183171641","牙种植体",null,"包含注册证下相关部件纯钛或钛合金材质","适用于单牙种植修复基台、材质为纯钛或钛合金","个",115,"a802f99f-6f99-11ec-a355-0050568f40ec","e92c6d4c-568d-11ed-9447-b4055d63f15c","国械注准20183171641","牙种植体","四川拜阿蒙生物活性材料有限责任公司","四川拜阿蒙生物活性材料有限责任公司","3a3cba8e982311ecb3f890e2ba8d9d30","牙种植体","1054-1260(可调磨基台)","0210","钛合金","C0702021380100109474","C07020213801001094740003761"]
[205,"S01980001","拜阿蒙牙种植体系统","四级纯钛种植体产品系统","四川拜阿蒙生物活性材料有限责任公司","四川拜阿蒙生物活性材料有限责任公司","修复基台（单牙）","国械注准20183171641","牙种植体",null,"包含注册证下相关部件纯钛或钛合金材质","适用于单牙种植修复基台、材质为纯钛或钛合金","个",115,"a8032453-6f99-11ec-a355-0050568f40ec","e92c6d4c-568d-11ed-9447-b4055d63f15c","国械注准20183171641","牙种植体","四川拜阿蒙生物活性材料有限责任公司","四川拜阿蒙生物活性材料有限责任公司","3a3cba8e982311ecb3f890e2ba8d9d30","牙种植体","1045-1240(美学基台)","0208","钛合金","C0702021380100109474","C07020213801001094740003786"]
[205,"S01980001","拜阿蒙牙种植体系统","四级纯钛种植体产品系统","四川拜阿蒙生物活性材料有限责任公司","四川拜阿蒙生物活性材料有限责任公司","修复基台（单牙）","国械注准20183171641","牙种植体",null,"包含注册证下相关部件纯钛或钛合金材质","适用于单牙种植修复基台、材质为纯钛或钛合金","个",115,"a8034289-6f99-11ec-a355-0050568f40ec","e92c6d4c-568d-11ed-9447-b4055d63f15c","国械注准20183171641","牙种植体","四川拜阿蒙生物活性材料有限责任公司","四川拜阿蒙生物活性材料有限责任公司","3a3cba8e982311ecb3f890e2ba8d9d30","牙种植体","3045-1260(标准基台)","0203","钛合金","C0702021380100109474","C07020213801001094740003804"]
[205,"S01980001","拜阿蒙牙种植体系统","四级纯钛种植体产品系统","四川拜阿蒙生物活性材料有限责任公司","四川拜阿蒙生物活性材料有限责任公司","修复基台（单牙）","国械注准20183171641","牙种植体",null,"包含注册证下相关部件纯钛或钛合金材质","适用于单牙种植修复基台、材质为纯钛或钛合金","个",115,"a8034b5c-6f99-11ec-a355-0050568f40ec","e92c6d4c-568d-11ed-9447-b4055d63f15c","国械注准20183171641","牙种植体","四川拜阿蒙生物活性材料有限责任公司","四川拜阿蒙生物活性材料有限责任公司","3a3cba8e982311ecb3f890e2ba8d9d30","牙种植体","3009-6050(美学基台)","0202","钛合金","C0702021380100109474","C07020213801001094740003810"]
[205,"S01980001","拜阿蒙牙种植体系统","四级纯钛种植体产品系统","四川拜阿蒙生物活性材料有限责任公司","四川拜阿蒙生物活性材料有限责任公司","修复基台（单牙）","国械注准20183171641","牙种植体",null,"包含注册证下相关部件纯钛或钛合金材质","适用于单牙种植修复基台、材质为纯钛或钛合金","个",115,"a8036c61-6f99-11ec-a355-0050568f40ec","e92c6d4c-568d-11ed-9447-b4055d63f15c","国械注准20183171641","牙种植体","四川拜阿蒙生物活性材料有限责任公司","四川拜阿蒙生物活性材料有限责任公司","3a3cba8e982311ecb3f890e2ba8d9d30","牙种植体","1054-8060(美学基台)","0208","钛合金","C0702021380100109474","C07020213801001094740003829"]
[205,"S01980001","拜阿蒙牙种植体系统","四级纯钛种植体产品系统","四川拜阿蒙生物活性材料有限责任公司","四川拜阿蒙生物活性材料有限责任公司","修复基台（单牙）","国械注准20183171641","牙种植体",null,"包含注册证下相关部件纯钛或钛合金材质","适用于单牙种植修复基台、材质为纯钛或钛合金","个",115,"a80396b2-6f99-11ec-a355-0050568f40ec","e92c6d4c-568d-11ed-9447-b4055d63f15c","国械注准20183171641","牙种植体","四川拜阿蒙生物活性材料有限责任公司","四川拜阿蒙生物活性材料有限责任公司","3a3cba8e982311ecb3f890e2ba8d9d30","牙种植体","3045-1060(标准基台)","0203","钛合金","C0702021380100109474","C07020213801001094740003855"]
[205,"S01980001","拜阿蒙牙种植体系统","四级纯钛种植体产品系统","四川拜阿蒙生物活性材料有限责任公司","四川拜阿蒙生物活性材料有限责任公司","修复基台（单牙）","国械注准20183171641","牙种植体",null,"包含注册证下相关部件纯钛或钛合金材质","适用于单牙种植修复基台、材质为纯钛或钛合金","个",115,"a803b136-6f99-11ec-a355-0050568f40ec","e92c6d4c-568d-11ed-9447-b4055d63f15c","国械注准20183171641","牙种植体","四川拜阿蒙生物活性材料有限责任公司","四川拜阿蒙生物活性材料有限责任公司","3a3cba8e982311ecb3f890e2ba8d9d30","牙种植体","1018-6040(美学基台)","0202","钛合金","C0702021380100109474","C07020213801001094740003872"]
[205,"S01980001","拜阿蒙牙种植体系统","四级纯钛种植体产品系统","四川拜阿蒙生物活性材料有限责任公司","四川拜阿蒙生物活性材料有限责任公司","修复基台（单牙）","国械注准20183171641","牙种植体",null,"包含注册证下相关部件纯钛或钛合金材质","适用于单牙种植修复基台、材质为纯钛或钛合金","个",115,"a804061b-6f99-11ec-a355-0050568f40ec","e92c6d4c-568d-11ed-9447-b4055d63f15c","国械注准20183171641","牙种植体","四川拜阿蒙生物活性材料有限责任公司","四川拜阿蒙生物活性材料有限责任公司","3a3cba8e982311ecb3f890e2ba8d9d30","牙种植体","2027-1050(美学基台)","0207","钛合金","C0702021380100109474","C07020213801001094740003891"]
[205,"S01980001","拜阿蒙牙种植体系统","四级纯钛种植体产品系统","四川拜阿蒙生物活性材料有限责任公司","四川拜阿蒙生物活性材料有限责任公司","修复基台（单牙）","国械注准20183171641","牙种植体",null,"包含注册证下相关部件纯钛或钛合金材质","适用于单牙种植修复基台、材质为纯钛或钛合金","个",115,"a8042182-6f99-11ec-a355-0050568f40ec","e92c6d4c-568d-11ed-9447-b4055d63f15c","国械注准20183171641","牙种植体","四川拜阿蒙生物活性材料有限责任公司","四川拜阿蒙生物活性材料有限责任公司","3a3cba8e982311ecb3f890e2ba8d9d30","牙种植体","1045-6040(美学基台)","0202","钛合金","C0702021380100109474","C07020213801001094740003906"]
[205,"S01980001","拜阿蒙牙种植体系统","四级纯钛种植体产品系统","四川拜阿蒙生物活性材料有限责任公司","四川拜阿蒙生物活性材料有限责任公司","修复基台（单牙）","国械注准20183171641","牙种植体",null,"包含注册证下相关部件纯钛或钛合金材质","适用于单牙种植修复基台、材质为纯钛或钛合金","个",115,"a80451ee-6f99-11ec-a355-0050568f40ec","e92c6d4c-568d-11ed-9447-b4055d63f15c","国械注准20183171641","牙种植体","四川拜阿蒙生物活性材料有限责任公司","四川拜阿蒙生物活性材料有限责任公司","3a3cba8e982311ecb3f890e2ba8d9d30","牙种植体","3009-1250(可调磨基台)","0209","钛合金","C0702021380100109474","C07020213801001094740003934"]
[205,"S01980001","拜阿蒙牙种植体系统","四级纯钛种植体产品系统","四川拜阿蒙生物活性材料有限责任公司","四川拜阿蒙生物活性材料有限责任公司","修复基台（单牙）","国械注准20183171641","牙种植体",null,"包含注册证下相关部件纯钛或钛合金材质","适用于单牙种植修复基台、材质为纯钛或钛合金","个",115,"a804796e-6f99-11ec-a355-0050568f40ec","e92c6d4c-568d-11ed-9447-b4055d63f15c","国械注准20183171641","牙种植体","四川拜阿蒙生物活性材料有限责任公司","四川拜阿蒙生物活性材料有限责任公司","3a3cba8e982311ecb3f890e2ba8d9d30","牙种植体","1054-1060(美学基台)","0204","钛合金","C0702021380100109474","C07020213801001094740003953"]
[205,"S01980001","拜阿蒙牙种植体系统","四级纯钛种植体产品系统","四川拜阿蒙生物活性材料有限责任公司","四川拜阿蒙生物活性材料有限责任公司","修复基台（单牙）","国械注准20183171641","牙种植体",null,"包含注册证下相关部件纯钛或钛合金材质","适用于单牙种植修复基台、材质为纯钛或钛合金","个",115,"a804888e-6f99-11ec-a355-0050568f40ec","e92c6d4c-568d-11ed-9447-b4055d63f15c","国械注准20183171641","牙种植体","四川拜阿蒙生物活性材料有限责任公司","四川拜阿蒙生物活性材料有限责任公司","3a3cba8e982311ecb3f890e2ba8d9d30","牙种植体","2054-1040(美学基台)","0204","钛合金","C0702021380100109474","C07020213801001094740003961"]
[205,"S01980001","拜阿蒙牙种植体系统","四级纯钛种植体产品系统","四川拜阿蒙生物活性材料有限责任公司","四川拜阿蒙生物活性材料有限责任公司","修复基台（单牙）","国械注准20183171641","牙种植体",null,"包含注册证下相关部件纯钛或钛合金材质","适用于单牙种植修复基台、材质为纯钛或钛合金","个",115,"a804a15e-6f99-11ec-a355-0050568f40ec","e92c6d4c-568d-11ed-9447-b4055d63f15c","国械注准20183171641","牙种植体","四川拜阿蒙生物活性材料有限责任公司","四川拜阿蒙生物活性材料有限责任公司","3a3cba8e982311ecb3f890e2ba8d9d30","牙种植体","1009-6040(美学基台)","0207","钛合金","C0702021380100109474","C07020213801001094740003977"]
[205,"S01980001","拜阿蒙牙种植体系统","四级纯钛种植体产品系统","四川拜阿蒙生物活性材料有限责任公司","四川拜阿蒙生物活性材料有限责任公司","修复基台（单牙）","国械注准20183171641","牙种植体",null,"包含注册证下相关部件纯钛或钛合金材质","适用于单牙种植修复基台、材质为纯钛或钛合金","个",115,"a804c422-6f99-11ec-a355-0050568f40ec","e92c6d4c-568d-11ed-9447-b4055d63f15c","国械注准20183171641","牙种植体","四川拜阿蒙生物活性材料有限责任公司","四川拜阿蒙生物活性材料有限责任公司","3a3cba8e982311ecb3f890e2ba8d9d30","牙种植体","1000-1260(可调磨基台)","0211","钛合金","C0702021380100109474","C07020213801001094740003996"]
[205,"S01980001","拜阿蒙牙种植体系统","四级纯钛种植体产品系统","四川拜阿蒙生物活性材料有限责任公司","四川拜阿蒙生物活性材料有限责任公司","修复基台（单牙）","国械注准20183171641","牙种植体",null,"包含注册证下相关部件纯钛或钛合金材质","适用于单牙种植修复基台、材质为纯钛或钛合金","个",115,"a8050a3d-6f99-11ec-a355-0050568f40ec","e92c6d4c-568d-11ed-9447-b4055d63f15c","国械注准20183171641","牙种植体","四川拜阿蒙生物活性材料有限责任公司","四川拜阿蒙生物活性材料有限责任公司","3a3cba8e982311ecb3f890e2ba8d9d30","牙种植体","2045-4060(美学基台)","0208","钛合金","C0702021380100109474","C07020213801001094740004030"]
[205,"S01980001","拜阿蒙牙种植体系统","四级纯钛种植体产品系统","四川拜阿蒙生物活性材料有限责任公司","四川拜阿蒙生物活性材料有限责任公司","修复基台（单牙）","国械注准20183171641","牙种植体",null,"包含注册证下相关部件纯钛或钛合金材质","适用于单牙种植修复基台、材质为纯钛或钛合金","个",115,"a8051c30-6f99-11ec-a355-0050568f40ec","e92c6d4c-568d-11ed-9447-b4055d63f15c","国械注准20183171641","牙种植体","四川拜阿蒙生物活性材料有限责任公司","四川拜阿蒙生物活性材料有限责任公司","3a3cba8e982311ecb3f890e2ba8d9d30","牙种植体","3036-3040(美学基台)","0208","钛合金","C0702021380100109474","C07020213801001094740004039"]
[205,"S01980001","拜阿蒙牙种植体系统","四级纯钛种植体产品系统","四川拜阿蒙生物活性材料有限责任公司","四川拜阿蒙生物活性材料有限责任公司","修复基台（单牙）","国械注准20183171641","牙种植体",null,"包含注册证下相关部件纯钛或钛合金材质","适用于单牙种植修复基台、材质为纯钛或钛合金","个",115,"a80542d8-6f99-11ec-a355-0050568f40ec","e92c6d4c-568d-11ed-9447-b4055d63f15c","国械注准20183171641","牙种植体","四川拜阿蒙生物活性材料有限责任公司","四川拜阿蒙生物活性材料有限责任公司","3a3cba8e982311ecb3f890e2ba8d9d30","牙种植体","2036-1060(可调磨基台)","0209","钛合金","C0702021380100109474","C07020213801001094740004058"]
[205,"S01980001","拜阿蒙牙种植体系统","四级纯钛种植体产品系统","四川拜阿蒙生物活性材料有限责任公司","四川拜阿蒙生物活性材料有限责任公司","修复基台（单牙）","国械注准20183171641","牙种植体",null,"包含注册证下相关部件纯钛或钛合金材质","适用于单牙种植修复基台、材质为纯钛或钛合金","个",115,"a805690a-6f99-11ec-a355-0050568f40ec","e92c6d4c-568d-11ed-9447-b4055d63f15c","国械注准20183171641","牙种植体","四川拜阿蒙生物活性材料有限责任公司","四川拜阿蒙生物活性材料有限责任公司","3a3cba8e982311ecb3f890e2ba8d9d30","牙种植体","1027-3050(美学基台)","0208","钛合金","C0702021380100109474","C07020213801001094740004081"]
[205,"S01980001","拜阿蒙牙种植体系统","四级纯钛种植体产品系统","四川拜阿蒙生物活性材料有限责任公司","四川拜阿蒙生物活性材料有限责任公司","修复基台（单牙）","国械注准20183171641","牙种植体",null,"包含注册证下相关部件纯钛或钛合金材质","适用于单牙种植修复基台、材质为纯钛或钛合金","个",115,"a8058cc6-6f99-11ec-a355-0050568f40ec","e92c6d4c-568d-11ed-9447-b4055d63f15c","国械注准20183171641","牙种植体","四川拜阿蒙生物活性材料有限责任公司","四川拜阿蒙生物活性材料有限责任公司","3a3cba8e982311ecb3f890e2ba8d9d30","牙种植体","3000-1050(可调磨基台)","0210","钛合金","C0702021380100109474","C07020213801001094740004101"]
[205,"S01980001","拜阿蒙牙种植体系统","四级纯钛种植体产品系统","四川拜阿蒙生物活性材料有限责任公司","四川拜阿蒙生物活性材料有限责任公司","修复基台（单牙）","国械注准20183171641","牙种植体",null,"包含注册证下相关部件纯钛或钛合金材质","适用于单牙种植修复基台、材质为纯钛或钛合金","个",115,"a805b577-6f99-11ec-a355-0050568f40ec","e92c6d4c-568d-11ed-9447-b4055d63f15c","国械注准20183171641","牙种植体","四川拜阿蒙生物活性材料有限责任公司","四川拜阿蒙生物活性材料有限责任公司","3a3cba8e982311ecb3f890e2ba8d9d30","牙种植体","2018-8040(美学基台)","0204","钛合金","C0702021380100109474","C07020213801001094740004126"]
[205,"S01980001","拜阿蒙牙种植体系统","四级纯钛种植体产品系统","四川拜阿蒙生物活性材料有限责任公司","四川拜阿蒙生物活性材料有限责任公司","修复基台（单牙）","国械注准20183171641","牙种植体",null,"包含注册证下相关部件纯钛或钛合金材质","适用于单牙种植修复基台、材质为纯钛或钛合金","个",115,"a805c260-6f99-11ec-a355-0050568f40ec","e92c6d4c-568d-11ed-9447-b4055d63f15c","国械注准20183171641","牙种植体","四川拜阿蒙生物活性材料有限责任公司","四川拜阿蒙生物活性材料有限责任公司","3a3cba8e982311ecb3f890e2ba8d9d30","牙种植体","1009-3060(可调磨基台)","0210","钛合金","C0702021380100109474","C07020213801001094740004132"]
[205,"S01980001","拜阿蒙牙种植体系统","四级纯钛种植体产品系统","四川拜阿蒙生物活性材料有限责任公司","四川拜阿蒙生物活性材料有限责任公司","修复基台（单牙）","国械注准20183171641","牙种植体",null,"包含注册证下相关部件纯钛或钛合金材质","适用于单牙种植修复基台、材质为纯钛或钛合金","个",115,"a806033d-6f99-11ec-a355-0050568f40ec","e92c6d4c-568d-11ed-9447-b4055d63f15c","国械注准20183171641","牙种植体","四川拜阿蒙生物活性材料有限责任公司","四川拜阿蒙生物活性材料有限责任公司","3a3cba8e982311ecb3f890e2ba8d9d30","牙种植体","2027-3040(美学基台)","0207","钛合金","C0702021380100109474","C07020213801001094740004163"]
[205,"S01980001","拜阿蒙牙种植体系统","四级纯钛种植体产品系统","四川拜阿蒙生物活性材料有限责任公司","四川拜阿蒙生物活性材料有限责任公司","修复基台（单牙）","国械注准20183171641","牙种植体",null,"包含注册证下相关部件纯钛或钛合金材质","适用于单牙种植修复基台、材质为纯钛或钛合金","个",115,"a8060ccd-6f99-11ec-a355-0050568f40ec","e92c6d4c-568d-11ed-9447-b4055d63f15c","国械注准20183171641","牙种植体","四川拜阿蒙生物活性材料有限责任公司","四川拜阿蒙生物活性材料有限责任公司","3a3cba8e982311ecb3f890e2ba8d9d30","牙种植体","1036-1250(美学基台)","0208","钛合金","C0702021380100109474","C07020213801001094740004169"]
[205,"S01980001","拜阿蒙牙种植体系统","四级纯钛种植体产品系统","四川拜阿蒙生物活性材料有限责任公司","四川拜阿蒙生物活性材料有限责任公司","修复基台（单牙）","国械注准20183171641","牙种植体",null,"包含注册证下相关部件纯钛或钛合金材质","适用于单牙种植修复基台、材质为纯钛或钛合金","个",115,"a806275f-6f99-11ec-a355-0050568f40ec","e92c6d4c-568d-11ed-9447-b4055d63f15c","国械注准20183171641","牙种植体","四川拜阿蒙生物活性材料有限责任公司","四川拜阿蒙生物活性材料有限责任公司","3a3cba8e982311ecb3f890e2ba8d9d30","牙种植体","2018-1250(可调磨基台)","0210","钛合金","C0702021380100109474","C07020213801001094740004183"]
[205,"S01980001","拜阿蒙牙种植体系统","四级纯钛种植体产品系统","四川拜阿蒙生物活性材料有限责任公司","四川拜阿蒙生物活性材料有限责任公司","修复基台（单牙）","国械注准20183171641","牙种植体",null,"包含注册证下相关部件纯钛或钛合金材质","适用于单牙种植修复基台、材质为纯钛或钛合金","个",115,"a8065b62-6f99-11ec-a355-0050568f40ec","e92c6d4c-568d-11ed-9447-b4055d63f15c","国械注准20183171641","牙种植体","四川拜阿蒙生物活性材料有限责任公司","四川拜阿蒙生物活性材料有限责任公司","3a3cba8e982311ecb3f890e2ba8d9d30","牙种植体","3000-1040(可调磨基台)","0209","钛合金","C0702021380100109474","C07020213801001094740004212"]
[205,"S01980001","拜阿蒙牙种植体系统","四级纯钛种植体产品系统","四川拜阿蒙生物活性材料有限责任公司","四川拜阿蒙生物活性材料有限责任公司","修复基台（单牙）","国械注准20183171641","牙种植体",null,"包含注册证下相关部件纯钛或钛合金材质","适用于单牙种植修复基台、材质为纯钛或钛合金","个",115,"a8067ecd-6f99-11ec-a355-0050568f40ec","e92c6d4c-568d-11ed-9447-b4055d63f15c","国械注准20183171641","牙种植体","四川拜阿蒙生物活性材料有限责任公司","四川拜阿蒙生物活性材料有限责任公司","3a3cba8e982311ecb3f890e2ba8d9d30","牙种植体","1036-8050(美学基台)","0202","钛合金","C0702021380100109474","C07020213801001094740004231"]
[205,"S01980001","拜阿蒙牙种植体系统","四级纯钛种植体产品系统","四川拜阿蒙生物活性材料有限责任公司","四川拜阿蒙生物活性材料有限责任公司","修复基台（单牙）","国械注准20183171641","牙种植体",null,"包含注册证下相关部件纯钛或钛合金材质","适用于单牙种植修复基台、材质为纯钛或钛合金","个",115,"a806af11-6f99-11ec-a355-0050568f40ec","e92c6d4c-568d-11ed-9447-b4055d63f15c","国械注准20183171641","牙种植体","四川拜阿蒙生物活性材料有限责任公司","四川拜阿蒙生物活性材料有限责任公司","3a3cba8e982311ecb3f890e2ba8d9d30","牙种植体","3045-3040(标准基台)","0201","钛合金","C0702021380100109474","C07020213801001094740004252"]
[205,"S01980001","拜阿蒙牙种植体系统","四级纯钛种植体产品系统","四川拜阿蒙生物活性材料有限责任公司","四川拜阿蒙生物活性材料有限责任公司","修复基台（单牙）","国械注准20183171641","牙种植体",null,"包含注册证下相关部件纯钛或钛合金材质","适用于单牙种植修复基台、材质为纯钛或钛合金","个",115,"a806d9b8-6f99-11ec-a355-0050568f40ec","e92c6d4c-568d-11ed-9447-b4055d63f15c","国械注准20183171641","牙种植体","四川拜阿蒙生物活性材料有限责任公司","四川拜阿蒙生物活性材料有限责任公司","3a3cba8e982311ecb3f890e2ba8d9d30","牙种植体","1009-6050(可调磨基台)","0210","钛合金","C0702021380100109474","C07020213801001094740004274"]
[205,"S01980001","拜阿蒙牙种植体系统","四级纯钛种植体产品系统","四川拜阿蒙生物活性材料有限责任公司","四川拜阿蒙生物活性材料有限责任公司","修复基台（单牙）","国械注准20183171641","牙种植体",null,"包含注册证下相关部件纯钛或钛合金材质","适用于单牙种植修复基台、材质为纯钛或钛合金","个",115,"a8071895-6f99-11ec-a355-0050568f40ec","e92c6d4c-568d-11ed-9447-b4055d63f15c","国械注准20183171641","牙种植体","四川拜阿蒙生物活性材料有限责任公司","四川拜阿蒙生物活性材料有限责任公司","3a3cba8e982311ecb3f890e2ba8d9d30","牙种植体","1054-1060(美学基台)","0208","钛合金","C0702021380100109474","C07020213801001094740004293"]
[205,"S01980001","拜阿蒙牙种植体系统","四级纯钛种植体产品系统","四川拜阿蒙生物活性材料有限责任公司","四川拜阿蒙生物活性材料有限责任公司","修复基台（单牙）","国械注准20183171641","牙种植体",null,"包含注册证下相关部件纯钛或钛合金材质","适用于单牙种植修复基台、材质为纯钛或钛合金","个",115,"a8072955-6f99-11ec-a355-0050568f40ec","e92c6d4c-568d-11ed-9447-b4055d63f15c","国械注准20183171641","牙种植体","四川拜阿蒙生物活性材料有限责任公司","四川拜阿蒙生物活性材料有限责任公司","3a3cba8e982311ecb3f890e2ba8d9d30","牙种植体","2009-3050(美学基台)","0204","钛合金","C0702021380100109474","C07020213801001094740004303"]
[205,"S01980001","拜阿蒙牙种植体系统","四级纯钛种植体产品系统","四川拜阿蒙生物活性材料有限责任公司","四川拜阿蒙生物活性材料有限责任公司","修复基台（单牙）","国械注准20183171641","牙种植体",null,"包含注册证下相关部件纯钛或钛合金材质","适用于单牙种植修复基台、材质为纯钛或钛合金","个",115,"a8074240-6f99-11ec-a355-0050568f40ec","e92c6d4c-568d-11ed-9447-b4055d63f15c","国械注准20183171641","牙种植体","四川拜阿蒙生物活性材料有限责任公司","四川拜阿蒙生物活性材料有限责任公司","3a3cba8e982311ecb3f890e2ba8d9d30","牙种植体","2054-6060(美学基台)","0204","钛合金","C0702021380100109474","C07020213801001094740004317"]
[205,"S01980001","拜阿蒙牙种植体系统","四级纯钛种植体产品系统","四川拜阿蒙生物活性材料有限责任公司","四川拜阿蒙生物活性材料有限责任公司","修复基台（单牙）","国械注准20183171641","牙种植体",null,"包含注册证下相关部件纯钛或钛合金材质","适用于单牙种植修复基台、材质为纯钛或钛合金","个",115,"a807616c-6f99-11ec-a355-0050568f40ec","e92c6d4c-568d-11ed-9447-b4055d63f15c","国械注准20183171641","牙种植体","四川拜阿蒙生物活性材料有限责任公司","四川拜阿蒙生物活性材料有限责任公司","3a3cba8e982311ecb3f890e2ba8d9d30","牙种植体","2000-1060(可调磨基台)","0209","钛合金","C0702021380100109474","C07020213801001094740004336"]
[205,"S01980001","拜阿蒙牙种植体系统","四级纯钛种植体产品系统","四川拜阿蒙生物活性材料有限责任公司","四川拜阿蒙生物活性材料有限责任公司","修复基台（单牙）","国械注准20183171641","牙种植体",null,"包含注册证下相关部件纯钛或钛合金材质","适用于单牙种植修复基台、材质为纯钛或钛合金","个",115,"a80783e8-6f99-11ec-a355-0050568f40ec","e92c6d4c-568d-11ed-9447-b4055d63f15c","国械注准20183171641","牙种植体","四川拜阿蒙生物活性材料有限责任公司","四川拜阿蒙生物活性材料有限责任公司","3a3cba8e982311ecb3f890e2ba8d9d30","牙种植体","3018-8060(美学基台)","0202","钛合金","C0702021380100109474","C07020213801001094740004358"]
[205,"S01980001","拜阿蒙牙种植体系统","四级纯钛种植体产品系统","四川拜阿蒙生物活性材料有限责任公司","四川拜阿蒙生物活性材料有限责任公司","修复基台（单牙）","国械注准20183171641","牙种植体",null,"包含注册证下相关部件纯钛或钛合金材质","适用于单牙种植修复基台、材质为纯钛或钛合金","个",115,"a807a7d0-6f99-11ec-a355-0050568f40ec","e92c6d4c-568d-11ed-9447-b4055d63f15c","国械注准20183171641","牙种植体","四川拜阿蒙生物活性材料有限责任公司","四川拜阿蒙生物活性材料有限责任公司","3a3cba8e982311ecb3f890e2ba8d9d30","牙种植体","2054-1260(美学基台)","0207","钛合金","C0702021380100109474","C07020213801001094740004379"]
[205,"S01980001","拜阿蒙牙种植体系统","四级纯钛种植体产品系统","四川拜阿蒙生物活性材料有限责任公司","四川拜阿蒙生物活性材料有限责任公司","修复基台（单牙）","国械注准20183171641","牙种植体",null,"包含注册证下相关部件纯钛或钛合金材质","适用于单牙种植修复基台、材质为纯钛或钛合金","个",115,"a807d7e7-6f99-11ec-a355-0050568f40ec","e92c6d4c-568d-11ed-9447-b4055d63f15c","国械注准20183171641","牙种植体","四川拜阿蒙生物活性材料有限责任公司","四川拜阿蒙生物活性材料有限责任公司","3a3cba8e982311ecb3f890e2ba8d9d30","牙种植体","2018-6060(美学基台)","0204","钛合金","C0702021380100109474","C07020213801001094740004401"]
[205,"S01980001","拜阿蒙牙种植体系统","四级纯钛种植体产品系统","四川拜阿蒙生物活性材料有限责任公司","四川拜阿蒙生物活性材料有限责任公司","修复基台（单牙）","国械注准20183171641","牙种植体",null,"包含注册证下相关部件纯钛或钛合金材质","适用于单牙种植修复基台、材质为纯钛或钛合金","个",115,"a8081312-6f99-11ec-a355-0050568f40ec","e92c6d4c-568d-11ed-9447-b4055d63f15c","国械注准20183171641","牙种植体","四川拜阿蒙生物活性材料有限责任公司","四川拜阿蒙生物活性材料有限责任公司","3a3cba8e982311ecb3f890e2ba8d9d30","牙种植体","2045-6060(标准基台)","0203","钛合金","C0702021380100109474","C07020213801001094740004422"]
[205,"S01980001","拜阿蒙牙种植体系统","四级纯钛种植体产品系统","四川拜阿蒙生物活性材料有限责任公司","四川拜阿蒙生物活性材料有限责任公司","修复基台（单牙）","国械注准20183171641","牙种植体",null,"包含注册证下相关部件纯钛或钛合金材质","适用于单牙种植修复基台、材质为纯钛或钛合金","个",115,"a8083756-6f99-11ec-a355-0050568f40ec","e92c6d4c-568d-11ed-9447-b4055d63f15c","国械注准20183171641","牙种植体","四川拜阿蒙生物活性材料有限责任公司","四川拜阿蒙生物活性材料有限责任公司","3a3cba8e982311ecb3f890e2ba8d9d30","牙种植体","3027-1040(美学基台)","0207","钛合金","C0702021380100109474","C07020213801001094740004441"]
[205,"S01980001","拜阿蒙牙种植体系统","四级纯钛种植体产品系统","四川拜阿蒙生物活性材料有限责任公司","四川拜阿蒙生物活性材料有限责任公司","修复基台（单牙）","国械注准20183171641","牙种植体",null,"包含注册证下相关部件纯钛或钛合金材质","适用于单牙种植修复基台、材质为纯钛或钛合金","个",115,"a8084c7f-6f99-11ec-a355-0050568f40ec","e92c6d4c-568d-11ed-9447-b4055d63f15c","国械注准20183171641","牙种植体","四川拜阿蒙生物活性材料有限责任公司","四川拜阿蒙生物活性材料有限责任公司","3a3cba8e982311ecb3f890e2ba8d9d30","牙种植体","1018-1040(可调磨基台)","0209","钛合金","C0702021380100109474","C07020213801001094740004452"]
[205,"S01980001","拜阿蒙牙种植体系统","四级纯钛种植体产品系统","四川拜阿蒙生物活性材料有限责任公司","四川拜阿蒙生物活性材料有限责任公司","修复基台（单牙）","国械注准20183171641","牙种植体",null,"包含注册证下相关部件纯钛或钛合金材质","适用于单牙种植修复基台、材质为纯钛或钛合金","个",115,"a8086320-6f99-11ec-a355-0050568f40ec","e92c6d4c-568d-11ed-9447-b4055d63f15c","国械注准20183171641","牙种植体","四川拜阿蒙生物活性材料有限责任公司","四川拜阿蒙生物活性材料有限责任公司","3a3cba8e982311ecb3f890e2ba8d9d30","牙种植体","1054-3040(美学基台)","0207","钛合金","C0702021380100109474","C07020213801001094740004465"]
[205,"S01980001","拜阿蒙牙种植体系统","四级纯钛种植体产品系统","四川拜阿蒙生物活性材料有限责任公司","四川拜阿蒙生物活性材料有限责任公司","修复基台（单牙）","国械注准20183171641","牙种植体",null,"包含注册证下相关部件纯钛或钛合金材质","适用于单牙种植修复基台、材质为纯钛或钛合金","个",115,"a808814e-6f99-11ec-a355-0050568f40ec","e92c6d4c-568d-11ed-9447-b4055d63f15c","国械注准20183171641","牙种植体","四川拜阿蒙生物活性材料有限责任公司","四川拜阿蒙生物活性材料有限责任公司","3a3cba8e982311ecb3f890e2ba8d9d30","牙种植体","1018-6040(美学基台)","0207","钛合金","C0702021380100109474","C07020213801001094740004484"]
[205,"S01980001","拜阿蒙牙种植体系统","四级纯钛种植体产品系统","四川拜阿蒙生物活性材料有限责任公司","四川拜阿蒙生物活性材料有限责任公司","修复基台（单牙）","国械注准20183171641","牙种植体",null,"包含注册证下相关部件纯钛或钛合金材质","适用于单牙种植修复基台、材质为纯钛或钛合金","个",115,"a808a93a-6f99-11ec-a355-0050568f40ec","e92c6d4c-568d-11ed-9447-b4055d63f15c","国械注准20183171641","牙种植体","四川拜阿蒙生物活性材料有限责任公司","四川拜阿蒙生物活性材料有限责任公司","3a3cba8e982311ecb3f890e2ba8d9d30","牙种植体","1054-1260(美学基台)","0204","钛合金","C0702021380100109474","C07020213801001094740004507"]
[205,"S01980001","拜阿蒙牙种植体系统","四级纯钛种植体产品系统","四川拜阿蒙生物活性材料有限责任公司","四川拜阿蒙生物活性材料有限责任公司","修复基台（单牙）","国械注准20183171641","牙种植体",null,"包含注册证下相关部件纯钛或钛合金材质","适用于单牙种植修复基台、材质为纯钛或钛合金","个",115,"a808ca6a-6f99-11ec-a355-0050568f40ec","e92c6d4c-568d-11ed-9447-b4055d63f15c","国械注准20183171641","牙种植体","四川拜阿蒙生物活性材料有限责任公司","四川拜阿蒙生物活性材料有限责任公司","3a3cba8e982311ecb3f890e2ba8d9d30","牙种植体","2036-8050(美学基台)","0202","钛合金","C0702021380100109474","C07020213801001094740004527"]
[205,"S01980001","拜阿蒙牙种植体系统","四级纯钛种植体产品系统","四川拜阿蒙生物活性材料有限责任公司","四川拜阿蒙生物活性材料有限责任公司","修复基台（单牙）","国械注准20183171641","牙种植体",null,"包含注册证下相关部件纯钛或钛合金材质","适用于单牙种植修复基台、材质为纯钛或钛合金","个",115,"a808ec32-6f99-11ec-a355-0050568f40ec","e92c6d4c-568d-11ed-9447-b4055d63f15c","国械注准20183171641","牙种植体","四川拜阿蒙生物活性材料有限责任公司","四川拜阿蒙生物活性材料有限责任公司","3a3cba8e982311ecb3f890e2ba8d9d30","牙种植体","3045-4050(标准基台)","0203","钛合金","C0702021380100109474","C07020213801001094740004546"]
[205,"S01980001","拜阿蒙牙种植体系统","四级纯钛种植体产品系统","四川拜阿蒙生物活性材料有限责任公司","四川拜阿蒙生物活性材料有限责任公司","修复基台（单牙）","国械注准20183171641","牙种植体",null,"包含注册证下相关部件纯钛或钛合金材质","适用于单牙种植修复基台、材质为纯钛或钛合金","个",115,"a808fe3b-6f99-11ec-a355-0050568f40ec","e92c6d4c-568d-11ed-9447-b4055d63f15c","国械注准20183171641","牙种植体","四川拜阿蒙生物活性材料有限责任公司","四川拜阿蒙生物活性材料有限责任公司","3a3cba8e982311ecb3f890e2ba8d9d30","牙种植体","2000-3060(可调磨基台)","0209","钛合金","C0702021380100109474","C07020213801001094740004558"]
[205,"S01980001","拜阿蒙牙种植体系统","四级纯钛种植体产品系统","四川拜阿蒙生物活性材料有限责任公司","四川拜阿蒙生物活性材料有限责任公司","修复基台（单牙）","国械注准20183171641","牙种植体",null,"包含注册证下相关部件纯钛或钛合金材质","适用于单牙种植修复基台、材质为纯钛或钛合金","个",115,"a8093877-6f99-11ec-a355-0050568f40ec","e92c6d4c-568d-11ed-9447-b4055d63f15c","国械注准20183171641","牙种植体","四川拜阿蒙生物活性材料有限责任公司","四川拜阿蒙生物活性材料有限责任公司","3a3cba8e982311ecb3f890e2ba8d9d30","牙种植体","2045-1060(可调磨基台)","0211","钛合金","C0702021380100109474","C07020213801001094740004589"]
[205,"S01980001","拜阿蒙牙种植体系统","四级纯钛种植体产品系统","四川拜阿蒙生物活性材料有限责任公司","四川拜阿蒙生物活性材料有限责任公司","修复基台（单牙）","国械注准20183171641","牙种植体",null,"包含注册证下相关部件纯钛或钛合金材质","适用于单牙种植修复基台、材质为纯钛或钛合金","个",115,"a8094199-6f99-11ec-a355-0050568f40ec","e92c6d4c-568d-11ed-9447-b4055d63f15c","国械注准20183171641","牙种植体","四川拜阿蒙生物活性材料有限责任公司","四川拜阿蒙生物活性材料有限责任公司","3a3cba8e982311ecb3f890e2ba8d9d30","牙种植体","3018-4050(可调磨基台)","0209","钛合金","C0702021380100109474","C07020213801001094740004595"]
[205,"S01980001","拜阿蒙牙种植体系统","四级纯钛种植体产品系统","四川拜阿蒙生物活性材料有限责任公司","四川拜阿蒙生物活性材料有限责任公司","修复基台（单牙）","国械注准20183171641","牙种植体",null,"包含注册证下相关部件纯钛或钛合金材质","适用于单牙种植修复基台、材质为纯钛或钛合金","个",115,"a8097304-6f99-11ec-a355-0050568f40ec","e92c6d4c-568d-11ed-9447-b4055d63f15c","国械注准20183171641","牙种植体","四川拜阿蒙生物活性材料有限责任公司","四川拜阿蒙生物活性材料有限责任公司","3a3cba8e982311ecb3f890e2ba8d9d30","牙种植体","3036-8050(标准基台)","0203","钛合金","C0702021380100109474","C07020213801001094740004627"]
[205,"S01980001","拜阿蒙牙种植体系统","四级纯钛种植体产品系统","四川拜阿蒙生物活性材料有限责任公司","四川拜阿蒙生物活性材料有限责任公司","修复基台（单牙）","国械注准20183171641","牙种植体",null,"包含注册证下相关部件纯钛或钛合金材质","适用于单牙种植修复基台、材质为纯钛或钛合金","个",115,"a8097e44-6f99-11ec-a355-0050568f40ec","e92c6d4c-568d-11ed-9447-b4055d63f15c","国械注准20183171641","牙种植体","四川拜阿蒙生物活性材料有限责任公司","四川拜阿蒙生物活性材料有限责任公司","3a3cba8e982311ecb3f890e2ba8d9d30","牙种植体","2018-4060(美学基台)","0207","钛合金","C0702021380100109474","C07020213801001094740004632"]
[205,"S01980001","拜阿蒙牙种植体系统","四级纯钛种植体产品系统","四川拜阿蒙生物活性材料有限责任公司","四川拜阿蒙生物活性材料有限责任公司","修复基台（单牙）","国械注准20183171641","牙种植体",null,"包含注册证下相关部件纯钛或钛合金材质","适用于单牙种植修复基台、材质为纯钛或钛合金","个",115,"a809ac77-6f99-11ec-a355-0050568f40ec","e92c6d4c-568d-11ed-9447-b4055d63f15c","国械注准20183171641","牙种植体","四川拜阿蒙生物活性材料有限责任公司","四川拜阿蒙生物活性材料有限责任公司","3a3cba8e982311ecb3f890e2ba8d9d30","牙种植体","3054-3060(标准基台)","0203","钛合金","C0702021380100109474","C07020213801001094740004657"]
[205,"S01980001","拜阿蒙牙种植体系统","四级纯钛种植体产品系统","四川拜阿蒙生物活性材料有限责任公司","四川拜阿蒙生物活性材料有限责任公司","修复基台（单牙）","国械注准20183171641","牙种植体",null,"包含注册证下相关部件纯钛或钛合金材质","适用于单牙种植修复基台、材质为纯钛或钛合金","个",115,"a809cd19-6f99-11ec-a355-0050568f40ec","e92c6d4c-568d-11ed-9447-b4055d63f15c","国械注准20183171641","牙种植体","四川拜阿蒙生物活性材料有限责任公司","四川拜阿蒙生物活性材料有限责任公司","3a3cba8e982311ecb3f890e2ba8d9d30","牙种植体","2027-1060(标准基台)","0201","钛合金","C0702021380100109474","C07020213801001094740004678"]
[205,"S01980001","拜阿蒙牙种植体系统","四级纯钛种植体产品系统","四川拜阿蒙生物活性材料有限责任公司","四川拜阿蒙生物活性材料有限责任公司","修复基台（单牙）","国械注准20183171641","牙种植体",null,"包含注册证下相关部件纯钛或钛合金材质","适用于单牙种植修复基台、材质为纯钛或钛合金","个",115,"a809e87a-6f99-11ec-a355-0050568f40ec","e92c6d4c-568d-11ed-9447-b4055d63f15c","国械注准20183171641","牙种植体","四川拜阿蒙生物活性材料有限责任公司","四川拜阿蒙生物活性材料有限责任公司","3a3cba8e982311ecb3f890e2ba8d9d30","牙种植体","2000-1240(可调磨基台)","0210","钛合金","C0702021380100109474","C07020213801001094740004694"]
[205,"S01980001","拜阿蒙牙种植体系统","四级纯钛种植体产品系统","四川拜阿蒙生物活性材料有限责任公司","四川拜阿蒙生物活性材料有限责任公司","修复基台（单牙）","国械注准20183171641","牙种植体",null,"包含注册证下相关部件纯钛或钛合金材质","适用于单牙种植修复基台、材质为纯钛或钛合金","个",115,"a80a1432-6f99-11ec-a355-0050568f40ec","e92c6d4c-568d-11ed-9447-b4055d63f15c","国械注准20183171641","牙种植体","四川拜阿蒙生物活性材料有限责任公司","四川拜阿蒙生物活性材料有限责任公司","3a3cba8e982311ecb3f890e2ba8d9d30","牙种植体","2054-6040(可调磨基台)","0209","钛合金","C0702021380100109474","C07020213801001094740004719"]
[205,"S01980001","拜阿蒙牙种植体系统","四级纯钛种植体产品系统","四川拜阿蒙生物活性材料有限责任公司","四川拜阿蒙生物活性材料有限责任公司","修复基台（单牙）","国械注准20183171641","牙种植体",null,"包含注册证下相关部件纯钛或钛合金材质","适用于单牙种植修复基台、材质为纯钛或钛合金","个",115,"a80a22d6-6f99-11ec-a355-0050568f40ec","e92c6d4c-568d-11ed-9447-b4055d63f15c","国械注准20183171641","牙种植体","四川拜阿蒙生物活性材料有限责任公司","四川拜阿蒙生物活性材料有限责任公司","3a3cba8e982311ecb3f890e2ba8d9d30","牙种植体","2054-8050(美学基台)","0202","钛合金","C0702021380100109474","C07020213801001094740004729"]
[205,"S01980001","拜阿蒙牙种植体系统","四级纯钛种植体产品系统","四川拜阿蒙生物活性材料有限责任公司","四川拜阿蒙生物活性材料有限责任公司","修复基台（单牙）","国械注准20183171641","牙种植体",null,"包含注册证下相关部件纯钛或钛合金材质","适用于单牙种植修复基台、材质为纯钛或钛合金","个",115,"a80a37cd-6f99-11ec-a355-0050568f40ec","e92c6d4c-568d-11ed-9447-b4055d63f15c","国械注准20183171641","牙种植体","四川拜阿蒙生物活性材料有限责任公司","四川拜阿蒙生物活性材料有限责任公司","3a3cba8e982311ecb3f890e2ba8d9d30","牙种植体","2045-4040(美学基台)","0202","钛合金","C0702021380100109474","C07020213801001094740004743"]
[205,"S01980001","拜阿蒙牙种植体系统","四级纯钛种植体产品系统","四川拜阿蒙生物活性材料有限责任公司","四川拜阿蒙生物活性材料有限责任公司","修复基台（单牙）","国械注准20183171641","牙种植体",null,"包含注册证下相关部件纯钛或钛合金材质","适用于单牙种植修复基台、材质为纯钛或钛合金","个",115,"a80a5601-6f99-11ec-a355-0050568f40ec","e92c6d4c-568d-11ed-9447-b4055d63f15c","国械注准20183171641","牙种植体","四川拜阿蒙生物活性材料有限责任公司","四川拜阿蒙生物活性材料有限责任公司","3a3cba8e982311ecb3f890e2ba8d9d30","牙种植体","2054-1250(美学基台)","0204","钛合金","C0702021380100109474","C07020213801001094740004762"]
[205,"S01980001","拜阿蒙牙种植体系统","四级纯钛种植体产品系统","四川拜阿蒙生物活性材料有限责任公司","四川拜阿蒙生物活性材料有限责任公司","修复基台（单牙）","国械注准20183171641","牙种植体",null,"包含注册证下相关部件纯钛或钛合金材质","适用于单牙种植修复基台、材质为纯钛或钛合金","个",115,"a80a748d-6f99-11ec-a355-0050568f40ec","e92c6d4c-568d-11ed-9447-b4055d63f15c","国械注准20183171641","牙种植体","四川拜阿蒙生物活性材料有限责任公司","四川拜阿蒙生物活性材料有限责任公司","3a3cba8e982311ecb3f890e2ba8d9d30","牙种植体","2018-3040(标准基台)","0201","钛合金","C0702021380100109474","C07020213801001094740004780"]
[205,"S01980001","拜阿蒙牙种植体系统","四级纯钛种植体产品系统","四川拜阿蒙生物活性材料有限责任公司","四川拜阿蒙生物活性材料有限责任公司","修复基台（单牙）","国械注准20183171641","牙种植体",null,"包含注册证下相关部件纯钛或钛合金材质","适用于单牙种植修复基台、材质为纯钛或钛合金","个",115,"a80a9b3d-6f99-11ec-a355-0050568f40ec","e92c6d4c-568d-11ed-9447-b4055d63f15c","国械注准20183171641","牙种植体","四川拜阿蒙生物活性材料有限责任公司","四川拜阿蒙生物活性材料有限责任公司","3a3cba8e982311ecb3f890e2ba8d9d30","牙种植体","3027-3040(标准基台)","0203","钛合金","C0702021380100109474","C07020213801001094740004805"]
[205,"S01980001","拜阿蒙牙种植体系统","四级纯钛种植体产品系统","四川拜阿蒙生物活性材料有限责任公司","四川拜阿蒙生物活性材料有限责任公司","修复基台（单牙）","国械注准20183171641","牙种植体",null,"包含注册证下相关部件纯钛或钛合金材质","适用于单牙种植修复基台、材质为纯钛或钛合金","个",115,"a80ab987-6f99-11ec-a355-0050568f40ec","e92c6d4c-568d-11ed-9447-b4055d63f15c","国械注准20183171641","牙种植体","四川拜阿蒙生物活性材料有限责任公司","四川拜阿蒙生物活性材料有限责任公司","3a3cba8e982311ecb3f890e2ba8d9d30","牙种植体","1000-8050(美学基台)","0204","钛合金","C0702021380100109474","C07020213801001094740004824"]
[206,"S01980001","拜阿蒙牙种植体系统","四级纯钛种植体产品系统","四川拜阿蒙生物活性材料有限责任公司","四川拜阿蒙生物活性材料有限责任公司","愈合基台","国械注准20183171641","牙种植体",null,"包含注册证下相关部件所有材质","不区分材质","个",85,"bc669c3e-dd99-11ec-9447-b4055d63f15c","e92c6d4c-568d-11ed-9447-b4055d63f15c","国械注准20183171641","牙种植体","四川拜阿蒙生物活性材料有限责任公司","四川拜阿蒙生物活性材料有限责任公司","a179c7a5-bea3-11e9-974a-fa163e0a8baf","牙种植体附件","0054-0055(愈合基台)","0401","钛合金","C0702031380100009474","C07020313801000094740000259"]
[206,"S01980001","拜阿蒙牙种植体系统","四级纯钛种植体产品系统","四川拜阿蒙生物活性材料有限责任公司","四川拜阿蒙生物活性材料有限责任公司","愈合基台","国械注准20183171641","牙种植体",null,"包含注册证下相关部件所有材质","不区分材质","个",85,"bc6743bd-dd99-11ec-9447-b4055d63f15c","e92c6d4c-568d-11ed-9447-b4055d63f15c","国械注准20183171641","牙种植体","四川拜阿蒙生物活性材料有限责任公司","四川拜阿蒙生物活性材料有限责任公司","a179c7a5-bea3-11e9-974a-fa163e0a8baf","牙种植体附件","0036-0055(愈合基台)","0402","钛合金","C0702031380100009474","C07020313801000094740000273"]
[207,"S01980001","拜阿蒙牙种植体系统","四级纯钛种植体产品系统","四川拜阿蒙生物活性材料有限责任公司","四川拜阿蒙生物活性材料有限责任公司","种植体（含覆盖螺丝）","国械注准20183171641","牙种植体",null,"四级纯钛","不含临时种植体、穿颧种植体和一段式种植体。","个",520,"0856658d-4c10-11ec-921a-0050568f9c84","e92c6d4c-568d-11ed-9447-b4055d63f15c","国械注准20183171641","牙种植体","四川拜阿蒙生物活性材料有限责任公司","四川拜阿蒙生物活性材料有限责任公司","f5414994-bea2-11e9-974a-fa163e0a8baf","牙种植体","6015","ZCN7","四级纯钛","C0702011370100109474","C07020113701001094740000002"]
[207,"S01980001","拜阿蒙牙种植体系统","四级纯钛种植体产品系统","四川拜阿蒙生物活性材料有限责任公司","四川拜阿蒙生物活性材料有限责任公司","种植体（含覆盖螺丝）","国械注准20183171641","牙种植体",null,"四级纯钛","不含临时种植体、穿颧种植体和一段式种植体。","个",520,"086427fc-4c10-11ec-921a-0050568f9c84","e92c6d4c-568d-11ed-9447-b4055d63f15c","国械注准20183171641","牙种植体","四川拜阿蒙生物活性材料有限责任公司","四川拜阿蒙生物活性材料有限责任公司","f5414994-bea2-11e9-974a-fa163e0a8baf","牙种植体","5014","ZCN7","四级纯钛","C0702011370100109474","C07020113701001094740000020"]
[207,"S01980001","拜阿蒙牙种植体系统","四级纯钛种植体产品系统","四川拜阿蒙生物活性材料有限责任公司","四川拜阿蒙生物活性材料有限责任公司","种植体（含覆盖螺丝）","国械注准20183171641","牙种植体",null,"四级纯钛","不含临时种植体、穿颧种植体和一段式种植体。","个",520,"08679949-4c10-11ec-921a-0050568f9c84","e92c6d4c-568d-11ed-9447-b4055d63f15c","国械注准20183171641","牙种植体","四川拜阿蒙生物活性材料有限责任公司","四川拜阿蒙生物活性材料有限责任公司","f5414994-bea2-11e9-974a-fa163e0a8baf","牙种植体","5508","ZCN7","四级纯钛","C0702011370100109474","C07020113701001094740000026"]
[207,"S01980001","拜阿蒙牙种植体系统","四级纯钛种植体产品系统","四川拜阿蒙生物活性材料有限责任公司","四川拜阿蒙生物活性材料有限责任公司","种植体（含覆盖螺丝）","国械注准20183171641","牙种植体",null,"四级纯钛","不含临时种植体、穿颧种植体和一段式种植体。","个",520,"08774a11-4c10-11ec-921a-0050568f9c84","e92c6d4c-568d-11ed-9447-b4055d63f15c","国械注准20183171641","牙种植体","四川拜阿蒙生物活性材料有限责任公司","四川拜阿蒙生物活性材料有限责任公司","f5414994-bea2-11e9-974a-fa163e0a8baf","牙种植体","3310","ZCN5","四级纯钛","C0702011370100109474","C07020113701001094740000045"]
[207,"S01980001","拜阿蒙牙种植体系统","四级纯钛种植体产品系统","四川拜阿蒙生物活性材料有限责任公司","四川拜阿蒙生物活性材料有限责任公司","种植体（含覆盖螺丝）","国械注准20183171641","牙种植体",null,"四级纯钛","不含临时种植体、穿颧种植体和一段式种植体。","个",520,"088a59dd-4c10-11ec-921a-0050568f9c84","e92c6d4c-568d-11ed-9447-b4055d63f15c","国械注准20183171641","牙种植体","四川拜阿蒙生物活性材料有限责任公司","四川拜阿蒙生物活性材料有限责任公司","f5414994-bea2-11e9-974a-fa163e0a8baf","牙种植体","4209","ZCN7","四级纯钛","C0702011370100109474","C07020113701001094740000071"]
[207,"S01980001","拜阿蒙牙种植体系统","四级纯钛种植体产品系统","四川拜阿蒙生物活性材料有限责任公司","四川拜阿蒙生物活性材料有限责任公司","种植体（含覆盖螺丝）","国械注准20183171641","牙种植体",null,"四级纯钛","不含临时种植体、穿颧种植体和一段式种植体。","个",520,"088da53b-4c10-11ec-921a-0050568f9c84","e92c6d4c-568d-11ed-9447-b4055d63f15c","国械注准20183171641","牙种植体","四川拜阿蒙生物活性材料有限责任公司","四川拜阿蒙生物活性材料有限责任公司","f5414994-bea2-11e9-974a-fa163e0a8baf","牙种植体","3312","ZCN5","四级纯钛","C0702011370100109474","C07020113701001094740000088"]
[65,"J02630001","瑞士SIC种植产品系统","四级纯钛种植体产品系统","喜客医疗科技（上海）有限公司","喜客瑞士股份有限公司SIC invent AG","愈合基台","国械注进20193171759","基台Abutment","国食药监械（进）字2014第3633412号","包含注册证下相关部件所有材质","不区分材质","个",65,"5f70d853-cfcd-11ea-a4d6-fa163e0a8baf","6cd708a1f15443c791329227931d889c","国械注进20193171759","基台Abutment","喜客瑞士股份有限公司SIC invent AG","喜客医疗科技（上海）有限公司","802802dc-cfcb-11ea-a4d6-fa163e0a8baf","基台","SIC Gingiva Shaper Ø4,2 mm, concave, anterior, GH 1.0 mm","935069","钛合金","C0702031380100007510","C07020313801000075100000013"]
[65,"J02630001","瑞士SIC种植产品系统","四级纯钛种植体产品系统","喜客医疗科技（上海）有限公司","喜客瑞士股份有限公司SIC invent AG","愈合基台","国械注进20193171759","基台Abutment","国食药监械（进）字2014第3633412号","包含注册证下相关部件所有材质","不区分材质","个",65,"5f711c7c-cfcd-11ea-a4d6-fa163e0a8baf","6cd708a1f15443c791329227931d889c","国械注进20193171759","基台Abutment","喜客瑞士股份有限公司SIC invent AG","喜客医疗科技（上海）有限公司","802802dc-cfcb-11ea-a4d6-fa163e0a8baf","基台","SIC Gingiva Shaper Ø4,2 mm, concave, anterior, GH 4.0 mm","935072","钛合金","C0702031380100007510","C07020313801000075100000020"]
[64,"J02630001","瑞士SIC种植产品系统","四级纯钛种植体产品系统","喜客医疗科技（上海）有限公司","喜客瑞士股份有限公司SIC invent AG","修复基台（单牙）","国械注进20193171759","基台Abutment","国食药监械（进）字2014第3633412号","包含注册证下相关部件纯钛或钛合金材质","适用于单牙种植修复基台、材质为纯钛或钛合金","个",114,"95932d07-cfd5-11ea-a4d6-fa163e0a8baf","6cd708a1f15443c791329227931d889c","国械注进20193171759","基台Abutment","喜客瑞士股份有限公司SIC invent AG","喜客医疗科技（上海）有限公司","a28e4919982211ecb3f890e2ba8d9d30","基台","SIC Standard Abutment Ø 4.2 mm, anterior, straight, GH 2.0 mm (incl. Standard Fixation Screw)","935803","钛合金","C0702021380100107510","C07020213801001075100000014"]
[63,"J02630001","瑞士SIC种植产品系统","四级纯钛种植体产品系统","喜客医疗科技（上海）有限公司","喜客瑞士股份有限公司SIC invent AG","种植体（含覆盖螺丝）","国械注进20163170364","牙科种植体 Screw Implant","国械注进20163630364","四级纯钛","不含临时种植体、穿颧种植体和一段式种植体。","个",685,"bafd8cfd-935a-11eb-ac1c-fa163e311f19","d65b8c95-7184-11eb-8968-fa163e311f19","国械注进20163170364","牙科种植体 Screw Implant","喜客瑞士股份有限公司 SIC invent AG","喜客医疗科技（上海）有限公司","c40b77a7-9359-11eb-ac1c-fa163e311f19","牙科种植体","SICace Screw Implant Ø 4.0 mm / 14.5 mm incl. Cover Screw","935177","纯钛TA4","C0702011370100107510","C07020113701001075100000035","04260516870689"]
[67,"J02630001","瑞士SIC种植产品系统","四级纯钛种植体产品系统","喜客医疗科技（上海）有限公司","喜客瑞士股份有限公司SIC invent AG","转移杆","国械备20170040号","转移帽 Transfer Abutment",null,"包含注册证下相关部件所有材质","不区分材质","个",71,"356be461-d173-11ea-a4d6-fa163e0a8baf","4262ba1d-bac2-4d74-ae81-7fbcfb3c6734","国械备20170040号","转移帽 Transfer Abutment","喜客瑞士股份有限公司 SIC invent AG","喜客医疗科技（上海）有限公司","A1722C1527F44F97B97014AF827D482C","转移帽","SICvantage Transfer Abutment blue, reposition, short (incl. SICvantage Fixation Screw and Transfer Cap with Click)","950453","钛合金","C0702041390200207510","C07020413902002075100000039"]
[66,"J02630001","瑞士SIC种植产品系统","四级纯钛种植体产品系统","喜客医疗科技（上海）有限公司","喜客瑞士股份有限公司SIC invent AG","种植体替代体","国械备20190261号","替代体 Analog",null,"包含注册证下相关部件所有材质","不区分材质","个",64,"688a03ba-d22d-11ea-a4d6-fa163e0a8baf","deb53708702a4ed5841590f69f9a24e1","国械备20190261号","替代体 Analog","喜客瑞士股份有限公司 SIC invent AG","喜客医疗科技（上海）有限公司","5B92C5C754834237B1B28E32EA2FA762","替代体","SICvantage Lab Implant blue","950505","不锈钢或钛","C0702041390200307510","C07020413902003075100000011"]
[61,"J01990001","ABT-经典种植系统","钛合金种植体产品系统","卡瓦盛邦（上海）牙科医疗器械有限公司","阿尔法生物科技有限公司Alpha-Bio Tec LTD.","种植体替代体","国械备20140366","牙科种植定位器 Dental Implantation Locator",null,"包含注册证下相关部件所有材质","不区分材质","个",36,"dc8fa66b-9d9e-11e9-b4ed-fa163e0a8baf","e0379c0e-99c2-11e9-b4ed-fa163e0a8baf","国械备20140366","牙科种植定位器 Dental Implantation Locator","Alpha-Bio Tec. LTD 阿尔法生物科技有限公司","卡瓦盛邦（上海）牙科医疗器械有限公司","a2d49820982211ecb3f890e2ba8d9d30","牙科种植定位器","Implant Analog","5080","不锈钢","C0702041390200305456","C07020413902003054560000007"]
[58,"J01990001","ABT-经典种植系统","钛合金种植体产品系统","卡瓦盛邦（上海）牙科医疗器械有限公司","阿尔法生物科技有限公司Alpha-Bio Tec LTD.","种植体（含覆盖螺丝）","国械注进20163172635","牙科种植体Dental Implants","国械注进20163632635","钛合金","不含临时种植体、穿颧种植体和一段式种植体。","个",610,"50b8ded0-9d85-11e9-b4ed-fa163e0a8baf","84f261da-4832-11ec-921a-0050568f9c84","国械注进20163172635","牙科种植体Dental Implants","阿尔法生物科技有限公司 Alpha-Bio Tec. LTD","卡瓦盛邦（上海）牙科医疗器械有限公司","a2fdc2cd982211ecb3f890e2ba8d9d30","牙科种植体","Alpha-Tec Dual Implant D3.75mm L11.5mm","1421","钛合金","C0702011370200105456","C07020113702001054560000013"]
[58,"J01990001","ABT-经典种植系统","钛合金种植体产品系统","卡瓦盛邦（上海）牙科医疗器械有限公司","阿尔法生物科技有限公司Alpha-Bio Tec LTD.","种植体（含覆盖螺丝）","国械注进20163172635","牙科种植体Dental Implants","国械注进20163632635","钛合金","不含临时种植体、穿颧种植体和一段式种植体。","个",610,"9e48b24a-9d84-11e9-b4ed-fa163e0a8baf","84f261da-4832-11ec-921a-0050568f9c84","国械注进20163172635","牙科种植体Dental Implants","阿尔法生物科技有限公司 Alpha-Bio Tec. LTD","卡瓦盛邦（上海）牙科医疗器械有限公司","a2fdc2cd982211ecb3f890e2ba8d9d30","牙科种植体","Spiral Implant D5.0mm L8.0mm","1348","钛合金","C0702011370200105456","C07020113702001054560000135"]
[58,"J01990001","ABT-经典种植系统","钛合金种植体产品系统","卡瓦盛邦（上海）牙科医疗器械有限公司","阿尔法生物科技有限公司Alpha-Bio Tec LTD.","种植体（含覆盖螺丝）","国械注进20163172635","牙科种植体Dental Implants","国械注进20163632635","钛合金","不含临时种植体、穿颧种植体和一段式种植体。","个",610,"9e48bcda-9d84-11e9-b4ed-fa163e0a8baf","84f261da-4832-11ec-921a-0050568f9c84","国械注进20163172635","牙科种植体Dental Implants","阿尔法生物科技有限公司 Alpha-Bio Tec. LTD","卡瓦盛邦（上海）牙科医疗器械有限公司","a2fdc2cd982211ecb3f890e2ba8d9d30","牙科种植体","Spiral Implant D3.3mm L16.0mm","1306","钛合金","C0702011370200105456","C07020113702001054560000145"]
[58,"J01990001","ABT-经典种植系统","钛合金种植体产品系统","卡瓦盛邦（上海）牙科医疗器械有限公司","阿尔法生物科技有限公司Alpha-Bio Tec LTD.","种植体（含覆盖螺丝）","国械注进20163172635","牙科种植体Dental Implants","国械注进20163632635","钛合金","不含临时种植体、穿颧种植体和一段式种植体。","个",610,"9fce9cee-9d87-11e9-b4ed-fa163e0a8baf","84f261da-4832-11ec-921a-0050568f9c84","国械注进20163172635","牙科种植体Dental Implants","阿尔法生物科技有限公司 Alpha-Bio Tec. LTD","卡瓦盛邦（上海）牙科医疗器械有限公司","a2fdc2cd982211ecb3f890e2ba8d9d30","牙科种植体","Arrow Press Implant D4.2mm L13.0mm","2453","钛合金","C0702011370200105456","C07020113702001054560000201"]
[59,"J01990001","ABT-经典种植系统","钛合金种植体产品系统","卡瓦盛邦（上海）牙科医疗器械有限公司","阿尔法生物科技有限公司Alpha-Bio Tec LTD.","修复基台（单牙）","国械注进20163170990","牙科基台Abutments","国械注进20163630990","包含注册证下相关部件纯钛或钛合金材质","适用于单牙种植修复基台、材质为纯钛或钛合金","个",167,"08a70671-3386-11eb-abe2-fa163e311f19","3c9f50ed-f8a7-11ea-bf70-fa163e0a8baf","国械注进20163170990","牙科基台Abutments","阿尔法生物科技有限公司 Alpha-Bio Tec. LTD","卡瓦盛邦（上海）牙科医疗器械有限公司","a2ce00e2982211ecb3f890e2ba8d9d30","牙科基台","Angled Titanium Abutment 15° with Shoulder","TLA 15B","钛合金","C0702021380100105456","C07020213801001054560000044","0107290106783508"]
[59,"J01990001","ABT-经典种植系统","钛合金种植体产品系统","卡瓦盛邦（上海）牙科医疗器械有限公司","阿尔法生物科技有限公司Alpha-Bio Tec LTD.","修复基台（单牙）","国械注进20163170990","牙科基台Abutments","国械注进20163630990","包含注册证下相关部件纯钛或钛合金材质","适用于单牙种植修复基台、材质为纯钛或钛合金","个",167,"8d382694-3380-11eb-abe2-fa163e311f19","3c9f50ed-f8a7-11ea-bf70-fa163e0a8baf","国械注进20163170990","牙科基台Abutments","阿尔法生物科技有限公司 Alpha-Bio Tec. LTD","卡瓦盛邦（上海）牙科医疗器械有限公司","a2ce00e2982211ecb3f890e2ba8d9d30","牙科基台","Wide Straight Titanium Abutment","TLAW","钛合金","C0702021380100105456","C07020213801001054560000071","0107290106784079"]
[59,"J01990001","ABT-经典种植系统","钛合金种植体产品系统","卡瓦盛邦（上海）牙科医疗器械有限公司","阿尔法生物科技有限公司Alpha-Bio Tec LTD.","修复基台（单牙）","国械注进20163170990","牙科基台Abutments","国械注进20163630990","包含注册证下相关部件纯钛或钛合金材质","适用于单牙种植修复基台、材质为纯钛或钛合金","个",167,"95672b0b-338f-11eb-abe2-fa163e311f19","3c9f50ed-f8a7-11ea-bf70-fa163e0a8baf","国械注进20163170990","牙科基台Abutments","阿尔法生物科技有限公司 Alpha-Bio Tec. LTD","卡瓦盛邦（上海）牙科医疗器械有限公司","a2ce00e2982211ecb3f890e2ba8d9d30","牙科基台","Straight Esthetic Titanium Abutment Cuff H1.0mm","ETLA1","钛合金","C0702021380100105456","C07020213801001054560000080","0107290106783737"]
[60,"J01990001","ABT-经典种植系统","钛合金种植体产品系统","卡瓦盛邦（上海）牙科医疗器械有限公司","阿尔法生物科技有限公司Alpha-Bio Tec LTD.","愈合基台","国械注进20163170990","牙科基台Abutments","国械注进20163630990","包含注册证下相关部件所有材质","不区分材质","个",45,"3446969d-4f25-11ec-921a-0050568f9c84","3c9f50ed-f8a7-11ea-bf70-fa163e0a8baf","国械注进20163170990","牙科基台Abutments","阿尔法生物科技有限公司 Alpha-Bio Tec. LTD","卡瓦盛邦（上海）牙科医疗器械有限公司","a2e1ee46982211ecb3f890e2ba8d9d30","牙科基台","Healing Abutment D5.5 L3.0mm愈合基台D5.5mm L3.0mm","HS5.5＿3","钛合金","C0702031380100005456","C07020313801000054560000032"]
[122,"J05040002","登士柏ASTRA和XIVE种植系统","四级纯钛种植体产品系统","登士柏西诺德牙科产品（上海）有限公司","登士柏种植体制造公司DENTSPLY Implants Manufacturing GmbH","愈合基台","国械注进20163171325","钛及钛合金基台与配件","国械注进20163631325","包含注册证下相关部件所有材质","不区分材质","个",68,"3b40b4b3-4ab2-11ed-9447-b4055d63f15c","fcc4bc06-a1b4-11eb-ac1c-fa163e311f19","国械注进20163171325","钛及钛合金基台与配件","登士柏种植体制造公司DENTSPLY Implants Manufacturing GmbH","登士柏西诺德牙科产品（上海）有限公司","1ab57b7b-4ab1-11ed-9447-b4055d63f15c","钛及钛合金基台与配件-愈合基台","L: 7.01mm D: 4.69mm D:2.9mm内径1.89mm螺钉：见型号25205","25303",null,"C0702031380100006283","C07020313801000062830000363"]
[122,"J05040002","登士柏ASTRA和XIVE种植系统","四级纯钛种植体产品系统","登士柏西诺德牙科产品（上海）有限公司","登士柏种植体制造公司DENTSPLY Implants Manufacturing GmbH","愈合基台","国械注进20163171325","钛及钛合金基台与配件","国械注进20163631325","包含注册证下相关部件所有材质","不区分材质","个",68,"3b41f81d-4ab2-11ed-9447-b4055d63f15c","fcc4bc06-a1b4-11eb-ac1c-fa163e311f19","国械注进20163171325","钛及钛合金基台与配件","登士柏种植体制造公司DENTSPLY Implants Manufacturing GmbH","登士柏西诺德牙科产品（上海）有限公司","1ab57b7b-4ab1-11ed-9447-b4055d63f15c","钛及钛合金基台与配件-愈合基台","L:8.12mm D:3.5mm 螺纹T: M1.4","25298",null,"C0702031380100006283","C07020313801000062830000381"]
[122,"J05040002","登士柏ASTRA和XIVE种植系统","四级纯钛种植体产品系统","登士柏西诺德牙科产品（上海）有限公司","登士柏种植体制造公司DENTSPLY Implants Manufacturing GmbH","愈合基台","国械注进20163171325","钛及钛合金基台与配件","国械注进20163631325","包含注册证下相关部件所有材质","不区分材质","个",68,"3b431976-4ab2-11ed-9447-b4055d63f15c","fcc4bc06-a1b4-11eb-ac1c-fa163e311f19","国械注进20163171325","钛及钛合金基台与配件","登士柏种植体制造公司DENTSPLY Implants Manufacturing GmbH","登士柏西诺德牙科产品（上海）有限公司","1ab57b7b-4ab1-11ed-9447-b4055d63f15c","钛及钛合金基台与配件-愈合基台","L: 8.46mm D: 6.5mm 螺纹T:M1.8","25909",null,"C0702031380100006283","C07020313801000062830000400"]
[137,"J05040002","登士柏ASTRA和XIVE种植系统","四级纯钛种植体产品系统","登士柏西诺德牙科产品（上海）有限公司","登士柏种植体制造公司DENTSPLY Implants Manufacturing GmbH","修复基台（单牙）","国械注进20163171325","钛及钛合金基台与配件","国械注进20163631325","包含注册证下相关部件纯钛或钛合金材质","适用于单牙种植修复基台、材质为纯钛或钛合金","个",149,"df5257b8-4aaf-11ed-9447-b4055d63f15c","fcc4bc06-a1b4-11eb-ac1c-fa163e311f19","国械注进20163171325","钛及钛合金基台与配件","登士柏种植体制造公司DENTSPLY Implants Manufacturing GmbH","登士柏西诺德牙科产品（上海）有限公司","8ba21dfe-4aaf-11ed-9447-b4055d63f15c","钛及钛合金基台与配件-基台","L:12.45mm，D:2.16mm，T:M2","24420",null,"C0702021380500106283","C07020213805001062830000077"]
[137,"J05040002","登士柏ASTRA和XIVE种植系统","四级纯钛种植体产品系统","登士柏西诺德牙科产品（上海）有限公司","登士柏种植体制造公司DENTSPLY Implants Manufacturing GmbH","修复基台（单牙）","国械注进20163171325","钛及钛合金基台与配件","国械注进20163631325","包含注册证下相关部件纯钛或钛合金材质","适用于单牙种植修复基台、材质为纯钛或钛合金","个",149,"df563e4e-4aaf-11ed-9447-b4055d63f15c","fcc4bc06-a1b4-11eb-ac1c-fa163e311f19","国械注进20163171325","钛及钛合金基台与配件","登士柏种植体制造公司DENTSPLY Implants Manufacturing GmbH","登士柏西诺德牙科产品（上海）有限公司","8ba21dfe-4aaf-11ed-9447-b4055d63f15c","钛及钛合金基台与配件-基台","L:10mm，D1:1.9mm，D2:3.8mm，含螺钉","24789",null,"C0702021380500106283","C07020213805001062830000122"]
[137,"J05040002","登士柏ASTRA和XIVE种植系统","四级纯钛种植体产品系统","登士柏西诺德牙科产品（上海）有限公司","登士柏种植体制造公司DENTSPLY Implants Manufacturing GmbH","修复基台（单牙）","国械注进20163171325","钛及钛合金基台与配件","国械注进20163631325","包含注册证下相关部件纯钛或钛合金材质","适用于单牙种植修复基台、材质为纯钛或钛合金","个",149,"15f85ec9-a63d-11eb-ac1c-fa163e311f19","fcc4bc06-a1b4-11eb-ac1c-fa163e311f19","国械注进20163171325","钛及钛合金基台与配件","登士柏种植体制造公司DENTSPLY Implants Manufacturing GmbH","登士柏西诺德牙科产品（上海）有限公司","a2cf8962982211ecb3f890e2ba8d9d30","钛及钛合金基台与配件-基台","L: 12.6mm D: 6mm 螺纹T: M2","25374",null,"C0702021380100106283","C07020213801001062830000280"]
[137,"J05040002","登士柏ASTRA和XIVE种植系统","四级纯钛种植体产品系统","登士柏西诺德牙科产品（上海）有限公司","登士柏种植体制造公司DENTSPLY Implants Manufacturing GmbH","修复基台（单牙）","国械注进20163171325","钛及钛合金基台与配件","国械注进20163631325","包含注册证下相关部件纯钛或钛合金材质","适用于单牙种植修复基台、材质为纯钛或钛合金","个",149,"15f86d95-a63d-11eb-ac1c-fa163e311f19","fcc4bc06-a1b4-11eb-ac1c-fa163e311f19","国械注进20163171325","钛及钛合金基台与配件","登士柏种植体制造公司DENTSPLY Implants Manufacturing GmbH","登士柏西诺德牙科产品（上海）有限公司","a2cf8962982211ecb3f890e2ba8d9d30","钛及钛合金基台与配件-基台","L: 11.72mm D: 6mm 螺纹T: M2","25497",null,"C0702021380100106283","C07020213801001062830000287"]
[137,"J05040002","登士柏ASTRA和XIVE种植系统","四级纯钛种植体产品系统","登士柏西诺德牙科产品（上海）有限公司","登士柏种植体制造公司DENTSPLY Implants Manufacturing GmbH","修复基台（单牙）","国械注进20163171325","钛及钛合金基台与配件","国械注进20163631325","包含注册证下相关部件纯钛或钛合金材质","适用于单牙种植修复基台、材质为纯钛或钛合金","个",149,"ac0a9ad3-a63d-11eb-ac1c-fa163e311f19","fcc4bc06-a1b4-11eb-ac1c-fa163e311f19","国械注进20163171325","钛及钛合金基台与配件","登士柏种植体制造公司DENTSPLY Implants Manufacturing GmbH","登士柏西诺德牙科产品（上海）有限公司","a2cf8962982211ecb3f890e2ba8d9d30","钛及钛合金基台与配件-基台","L: 11.96mm, D: 4.5mm, A: 20° 内径:1.63mm螺钉：见型号25204","25335",null,"C0702021380100106283","C07020213801001062830000579"]
[120,"J05040002","登士柏ASTRA和XIVE种植系统","四级纯钛种植体产品系统","登士柏西诺德牙科产品（上海）有限公司","登士柏种植体制造公司DENTSPLY Implants Manufacturing GmbH","愈合基台","国械注进20162171192","直接基台愈合帽","国械注进20162631192","包含注册证下相关部件所有材质","不区分材质","个",68,"b6f94998-a62c-11eb-ac1c-fa163e311f19","8839eac1-a1b6-11eb-ac1c-fa163e311f19","国械注进20162171192","直接基台愈合帽","登士柏种植体制造公司DENTSPLY Implants Manufacturing GmbH","登士柏西诺德牙科产品（上海）有限公司","331bd55e-a30c-11eb-ac1c-fa163e311f19","直接基台愈合帽","底部外径5.1mm，高度6.3mm","22721","聚碳酸酯Markrolon","C0702031380200006283","C07020313802000062830000009"]
[121,"J05040002","登士柏ASTRA和XIVE种植系统","四级纯钛种植体产品系统","登士柏西诺德牙科产品（上海）有限公司","登士柏种植体制造公司DENTSPLY Implants Manufacturing GmbH","愈合基台","国械注进20163171324","牙科种植体系统","国械注进20163631324","包含注册证下相关部件所有材质","不区分材质","个",68,"af6ea5d4-a5a6-11eb-ac1c-fa163e311f19","d6faab3d-a184-11eb-ac1c-fa163e311f19","国械注进20163171324","牙科种植体系统","登士柏种植体制造公司DENTSPLY Implants Manufacturing GmbH","登士柏西诺德牙科产品（上海）有限公司","6d1732ee-a18b-11eb-ac1c-fa163e311f19","愈合基台","直径：6,2mm","24585","纯钛","C0702031380300006283","C07020313803000062830000160"]
[135,"J05040002","登士柏ASTRA和XIVE种植系统","四级纯钛种植体产品系统","登士柏西诺德牙科产品（上海）有限公司","登士柏种植体制造公司DENTSPLY Implants Manufacturing GmbH","种植体（含覆盖螺丝）","国械注进20163171324","牙科种植体系统","国械注进20163631324","四级纯钛","不含临时种植体、穿颧种植体和一段式种植体。","个",1508,"3072a97b-a18d-11eb-ac1c-fa163e311f19","d6faab3d-a184-11eb-ac1c-fa163e311f19","国械注进20163171324","牙科种植体系统","登士柏种植体制造公司DENTSPLY Implants Manufacturing GmbH","登士柏西诺德牙科产品（上海）有限公司","a30c4702982211ecb3f890e2ba8d9d30","牙科种植体系统","长度：11mm,直径3.5mm","24932",null,"C0702011370100106283","C07020113701001062830000196"]
[135,"J05040002","登士柏ASTRA和XIVE种植系统","四级纯钛种植体产品系统","登士柏西诺德牙科产品（上海）有限公司","登士柏种植体制造公司DENTSPLY Implants Manufacturing GmbH","种植体（含覆盖螺丝）","国械注进20163171324","牙科种植体系统","国械注进20163631324","四级纯钛","不含临时种植体、穿颧种植体和一段式种植体。","个",1508,"5d574c0a-a62a-11eb-ac1c-fa163e311f19","d6faab3d-a184-11eb-ac1c-fa163e311f19","国械注进20163171324","牙科种植体系统","登士柏种植体制造公司DENTSPLY Implants Manufacturing GmbH","登士柏西诺德牙科产品（上海）有限公司","a30c4702982211ecb3f890e2ba8d9d30","牙科种植体系统","长度: 13mm直径: 3.6mm","25225",null,"C0702011370100106283","C07020113701001062830000080"]
[135,"J05040002","登士柏ASTRA和XIVE种植系统","四级纯钛种植体产品系统","登士柏西诺德牙科产品（上海）有限公司","登士柏种植体制造公司DENTSPLY Implants Manufacturing GmbH","种植体（含覆盖螺丝）","国械注进20163171324","牙科种植体系统","国械注进20163631324","四级纯钛","不含临时种植体、穿颧种植体和一段式种植体。","个",1508,"5d57a155-a62a-11eb-ac1c-fa163e311f19","d6faab3d-a184-11eb-ac1c-fa163e311f19","国械注进20163171324","牙科种植体系统","登士柏种植体制造公司DENTSPLY Implants Manufacturing GmbH","登士柏西诺德牙科产品（上海）有限公司","a30c4702982211ecb3f890e2ba8d9d30","牙科种植体系统","长度: 9mm直径: 4.2mm","25233",null,"C0702011370100106283","C07020113701001062830000068"]
[135,"J05040002","登士柏ASTRA和XIVE种植系统","四级纯钛种植体产品系统","登士柏西诺德牙科产品（上海）有限公司","登士柏种植体制造公司DENTSPLY Implants Manufacturing GmbH","种植体（含覆盖螺丝）","国械注进20163171324","牙科种植体系统","国械注进20163631324","四级纯钛","不含临时种植体、穿颧种植体和一段式种植体。","个",1508,"5d582f77-a62a-11eb-ac1c-fa163e311f19","d6faab3d-a184-11eb-ac1c-fa163e311f19","国械注进20163171324","牙科种植体系统","登士柏种植体制造公司DENTSPLY Implants Manufacturing GmbH","登士柏西诺德牙科产品（上海）有限公司","a30c4702982211ecb3f890e2ba8d9d30","牙科种植体系统","长度: 9mm直径: 4.24mm","25263",null,"C0702011370100106283","C07020113701001062830000074"]
[117,"J05040001","登士柏MIS朗斯种植系统","钛合金种植体产品系统","登士柏西诺德牙科产品（上海）有限公司","密易施医疗有限公司MIS Implants Technologies Ltd.","转移杆","国械备20180822号","转移帽",null,"包含注册证下相关部件所有材质","不区分材质","个",70,"d8dcddcb-1506-11ec-b658-0050568f9c84","e895bfd58fa845ee8a3beacbca0827fa","国械备20180822号","转移帽","密易施医疗有限公司","登士柏西诺德牙科产品（上海）有限公司","a04cfbb1-1506-11ec-b658-0050568f9c84","转移帽","/","MN-IT300",null,"C0702041390200206283","C07020413902002062830000127"]
[113,"J05040001","登士柏MIS朗斯种植系统","钛合金种植体产品系统","登士柏西诺德牙科产品（上海）有限公司","密易施医疗有限公司MIS Implants Technologies Ltd.","修复基台（单牙）","国械注进20183630279","牙科种植体基台及附件Accessories of Dental Implant",null,"包含注册证下相关部件纯钛或钛合金材质","适用于单牙种植修复基台、材质为纯钛或钛合金","个",135,"25b0524b-e47b-11eb-b658-0050568f9c84","5dc5fce925eb403e8c21367f538da96a","国械注进20183630279","牙科种植体基台及附件Accessories of Dental Implant","MIS Implants Technologies Ltd.","登士柏西诺德牙科产品（上海）有限公司","61cc866b-cf42-11eb-a006-0050568f9c84","牙科种植体基台及附件-基台","基台尺寸：L=12,L1=6,D=5.5,穿龈高度 h=4;可烧失塑料帽：L2=10,D1=5.7","MW-CPK64",null,"C0702021380100106283","C07020213801001062830000307"]
[113,"J05040001","登士柏MIS朗斯种植系统","钛合金种植体产品系统","登士柏西诺德牙科产品（上海）有限公司","密易施医疗有限公司MIS Implants Technologies Ltd.","修复基台（单牙）","国械注进20183630279","牙科种植体基台及附件Accessories of Dental Implant",null,"包含注册证下相关部件纯钛或钛合金材质","适用于单牙种植修复基台、材质为纯钛或钛合金","个",135,"25b06c48-e47b-11eb-b658-0050568f9c84","5dc5fce925eb403e8c21367f538da96a","国械注进20183630279","牙科种植体基台及附件Accessories of Dental Implant","MIS Implants Technologies Ltd.","登士柏西诺德牙科产品（上海）有限公司","61cc866b-cf42-11eb-a006-0050568f9c84","牙科种植体基台及附件-基台","基台尺寸：L=10,L1=6,D=5.5,穿龈高度 h=2;可烧失塑料帽：L2=10,D1=5.7","MW-CPK62",null,"C0702021380100106283","C07020213801001062830000320"]
[113,"J05040001","登士柏MIS朗斯种植系统","钛合金种植体产品系统","登士柏西诺德牙科产品（上海）有限公司","密易施医疗有限公司MIS Implants Technologies Ltd.","修复基台（单牙）","国械注进20183630279","牙科种植体基台及附件Accessories of Dental Implant",null,"包含注册证下相关部件纯钛或钛合金材质","适用于单牙种植修复基台、材质为纯钛或钛合金","个",135,"5eb92bfa-e47b-11eb-b658-0050568f9c84","5dc5fce925eb403e8c21367f538da96a","国械注进20183630279","牙科种植体基台及附件Accessories of Dental Implant","MIS Implants Technologies Ltd.","登士柏西诺德牙科产品（上海）有限公司","61cc866b-cf42-11eb-a006-0050568f9c84","牙科种植体基台及附件-基台","L=11 D=5.2 穿龈高度: h=1;角度 α=15°","MD-A1510",null,"C0702021380100106283","C07020213801001062830000402"]
[115,"J05040001","登士柏MIS朗斯种植系统","钛合金种植体产品系统","登士柏西诺德牙科产品（上海）有限公司","密易施医疗有限公司MIS Implants Technologies Ltd.","愈合基台","国械注进20183630279","牙科种植体基台及附件Accessories of Dental Implant",null,"包含注册证下相关部件所有材质","不区分材质","个",68,"8b75fc07-e47b-11eb-b658-0050568f9c84","5dc5fce925eb403e8c21367f538da96a","国械注进20183630279","牙科种植体基台及附件Accessories of Dental Implant","MIS Implants Technologies Ltd.","登士柏西诺德牙科产品（上海）有限公司","caf5982d-e479-11eb-b658-0050568f9c84","牙科种植体基台及附件","L=11, L1=6, D=4","MH-N6330",null,"C0702031380100006283","C07020313801000062830000285"]
[114,"J05040001","登士柏MIS朗斯种植系统","钛合金种植体产品系统","登士柏西诺德牙科产品（上海）有限公司","密易施医疗有限公司MIS Implants Technologies Ltd.","愈合基台","国械注进20153172396","人工牙种植体系统","国械注进20153632396","包含注册证下相关部件所有材质","不区分材质","个",68,"d817c6d2-a6fd-11eb-86ff-fa163e311f19","6c9e6bf9-87d1-11eb-ace3-fa163e311f19","国械注进20153172396","人工牙种植体系统","密易施医疗有限公司MIS Implants Technologies Ltd.","登士柏西诺德牙科产品（上海）有限公司","54d5428d-a584-11eb-ac1c-fa163e311f19","愈合帽","直径1：6.00mm；直径2：4.50mm；长度1：10mm；长度2：5mm","MH-W5630",null,"C0702031380100006283","C07020313801000062830000122"]
[111,"J05040001","登士柏MIS朗斯种植系统","钛合金种植体产品系统","登士柏西诺德牙科产品（上海）有限公司","密易施医疗有限公司MIS Implants Technologies Ltd.","种植体（含覆盖螺丝）","国械注进20153172396","人工牙种植体系统","国械注进20153632396","钛合金","不含临时种植体、穿颧种植体和一段式种植体。","个",715,"afff1b65-a6fd-11eb-86ff-fa163e311f19","6c9e6bf9-87d1-11eb-ace3-fa163e311f19","国械注进20153172396","人工牙种植体系统","密易施医疗有限公司MIS Implants Technologies Ltd.","登士柏西诺德牙科产品（上海）有限公司","c5fa9214-a582-11eb-ac1c-fa163e311f19","种植体","直径1：5.50mm；直径2：6.00mm；长度：10mm","MF7-10600","钛合金","C0702011370200106283","C07020113702001062830000013"]
[131,"J05040002","登士柏ASTRA和XIVE种植系统","四级纯钛种植体产品系统","登士柏西诺德牙科产品（上海）有限公司","登士柏种植体制造公司DENTSPLY Implants Manufacturing GmbH","转移杆","国械备20160649号","转移帽 Pick-up",null,"包含注册证下相关部件所有材质","不区分材质","个",100,"5349838a-df6e-11e9-953f-fa163e0a8baf","CA1EF696-2D6B-487C-B4BA-0108D324A586","国械备20160649号","转移帽 Pick-up","DENTSPLY Implants Manufacturing GmbH","登士柏西诺德牙科产品（上海）有限公司","D473BBE1-D987-4957-B712-F016247DD572","转移帽","套筒: 直径 4.2mm (最大) 螺丝: 长度:27.58mm 直径 2.7mm","25525","钛合金","C0702041390200206283","C07020413902002062830000043"]
[131,"J05040002","登士柏ASTRA和XIVE种植系统","四级纯钛种植体产品系统","登士柏西诺德牙科产品（上海）有限公司","登士柏种植体制造公司DENTSPLY Implants Manufacturing GmbH","转移杆","国械备20160649号","转移帽 Pick-up",null,"包含注册证下相关部件所有材质","不区分材质","个",100,"534a1000-df6e-11e9-953f-fa163e0a8baf","CA1EF696-2D6B-487C-B4BA-0108D324A586","国械备20160649号","转移帽 Pick-up","DENTSPLY Implants Manufacturing GmbH","登士柏西诺德牙科产品（上海）有限公司","D473BBE1-D987-4957-B712-F016247DD572","转移帽","套筒: 直径 4.2mm (最大) 引导针: 长度:16.58mm 直径 3.5mm","25537","钛合金","C0702041390200206283","C07020413902002062830000047"]
[131,"J05040002","登士柏ASTRA和XIVE种植系统","四级纯钛种植体产品系统","登士柏西诺德牙科产品（上海）有限公司","登士柏种植体制造公司DENTSPLY Implants Manufacturing GmbH","转移杆","国械备20160649号","转移帽 Pick-up",null,"包含注册证下相关部件所有材质","不区分材质","个",100,"534aea9f-df6e-11e9-953f-fa163e0a8baf","CA1EF696-2D6B-487C-B4BA-0108D324A586","国械备20160649号","转移帽 Pick-up","DENTSPLY Implants Manufacturing GmbH","登士柏西诺德牙科产品（上海）有限公司","D473BBE1-D987-4957-B712-F016247DD572","转移帽","套筒: 长度:11.12mm 直径:5.0mm                                       引导针: 长度: 13.0mm 引导针: 2.36mm","24254","钛合金","C0702041390200206283","C07020413902002062830000066"]
[132,"J05040002","登士柏ASTRA和XIVE种植系统","四级纯钛种植体产品系统","登士柏西诺德牙科产品（上海）有限公司","登士柏种植体制造公司DENTSPLY Implants Manufacturing GmbH","转移杆","国械备20160991号","转移帽 Pick-up",null,"包含注册证下相关部件所有材质","不区分材质","个",100,"9ac80472d41e4e31a5820dfdade09c72","bb325be7-f764-4220-8e58-5576792f9380","国械备20160991号","转移帽 Pick-up","DENTSPLY Implants Manufacturing GmbH","登士柏西诺德牙科产品（上海）有限公司","4B5DE83C-A6A3-4040-BAF6-F464BE33607B","转移帽","直径: 6 mm","22712","铝合金、钛合金和高分子材料","C0702041390200206283","C07020413902002062830000019"]
[136,"J05040002","登士柏ASTRA和XIVE种植系统","四级纯钛种植体产品系统","登士柏西诺德牙科产品（上海）有限公司","登士柏种植体制造公司DENTSPLY Implants Manufacturing GmbH","种植体（含覆盖螺丝）","国械注进20173170474","纯钛人工牙种植体Pure Titanium Dental implant","国械注进20173630474","四级纯钛","不含临时种植体、穿颧种植体和一段式种植体。","个",1508,"5c5b751d-e0ef-11e9-953f-fa163e0a8baf","f2bc23a6-d75c-11ec-9447-b4055d63f15c","国械注进20173170474","纯钛人工牙种植体Pure Titanium Dental implant","登士柏种植体制造公司DENTSPLY Implants Manufacturing GmbH","登士柏西诺德牙科产品（上海）有限公司","622E6065763B43B8AADCDC6B563E8902","纯钛人工牙种植体","直径3.4mm，长度11mm","26-2432","纯钛","C0702011370100106283","C07020113701001062830000099"]
[136,"J05040002","登士柏ASTRA和XIVE种植系统","四级纯钛种植体产品系统","登士柏西诺德牙科产品（上海）有限公司","登士柏种植体制造公司DENTSPLY Implants Manufacturing GmbH","种植体（含覆盖螺丝）","国械注进20173170474","纯钛人工牙种植体Pure Titanium Dental implant","国械注进20173630474","四级纯钛","不含临时种植体、穿颧种植体和一段式种植体。","个",1508,"5c5ba808-e0ef-11e9-953f-fa163e0a8baf","f2bc23a6-d75c-11ec-9447-b4055d63f15c","国械注进20173170474","纯钛人工牙种植体Pure Titanium Dental implant","登士柏种植体制造公司DENTSPLY Implants Manufacturing GmbH","登士柏西诺德牙科产品（上海）有限公司","622E6065763B43B8AADCDC6B563E8902","纯钛人工牙种植体","直径4.5mm，长度9.5mm","25-2451","纯钛","C0702011370100106283","C07020113701001062830000118"]
[128,"J05040002","登士柏ASTRA和XIVE种植系统","四级纯钛种植体产品系统","登士柏西诺德牙科产品（上海）有限公司","登士柏种植体制造公司DENTSPLY Implants Manufacturing GmbH","种植体替代体","国械备20180108号","牙科手术器械包 Dental Surgical Instruments",null,"包含注册证下相关部件所有材质","不区分材质","个",28,"fee2e938-802d-11ed-9447-b4055d63f15c","39f584f5-d47c-11e9-953f-fa163e0a8baf","国械备20180108号","牙科手术器械包 Dental Surgical Instruments","登士柏种植体制造公司 DENTSPLY Implants Manufacturing GmbH","登士柏西诺德牙科产品（上海）有限公司","6df29194-802d-11ed-9447-b4055d63f15c","牙科手术器械包-转移帽","31045142","31045142",null,"C0702041390200306283","C07020413902003062830000087"]
[134,"J05040002","登士柏ASTRA和XIVE种植系统","四级纯钛种植体产品系统","登士柏西诺德牙科产品（上海）有限公司","登士柏种植体制造公司DENTSPLY Implants Manufacturing GmbH","转移杆","国械备20180108号","牙科手术器械包 Dental Surgical Instruments",null,"包含注册证下相关部件所有材质","不区分材质","个",100,"0f58021a-76d9-11ed-9447-b4055d63f15c","39f584f5-d47c-11e9-953f-fa163e0a8baf","国械备20180108号","牙科手术器械包 Dental Surgical Instruments","登士柏种植体制造公司 DENTSPLY Implants Manufacturing GmbH","登士柏西诺德牙科产品（上海）有限公司","7c41b9e4-76d5-11ed-9447-b4055d63f15c","牙科手术器械包-转移帽","ANKYLOS 开窗式/X转移杆","31047044",null,"C0702041390200206283","C07020413902002062830000174"]
[134,"J05040002","登士柏ASTRA和XIVE种植系统","四级纯钛种植体产品系统","登士柏西诺德牙科产品（上海）有限公司","登士柏种植体制造公司DENTSPLY Implants Manufacturing GmbH","转移杆","国械备20180108号","牙科手术器械包 Dental Surgical Instruments",null,"包含注册证下相关部件所有材质","不区分材质","个",100,"0f594221-76d9-11ed-9447-b4055d63f15c","39f584f5-d47c-11e9-953f-fa163e0a8baf","国械备20180108号","牙科手术器械包 Dental Surgical Instruments","登士柏种植体制造公司 DENTSPLY Implants Manufacturing GmbH","登士柏西诺德牙科产品（上海）有限公司","7c41b9e4-76d5-11ed-9447-b4055d63f15c","牙科手术器械包-转移帽","XiVE MP技工螺丝标准","46-4300",null,"C0702041390200206283","C07020413902002062830000193"]
[134,"J05040002","登士柏ASTRA和XIVE种植系统","四级纯钛种植体产品系统","登士柏西诺德牙科产品（上海）有限公司","登士柏种植体制造公司DENTSPLY Implants Manufacturing GmbH","转移杆","国械备20180108号","牙科手术器械包 Dental Surgical Instruments",null,"包含注册证下相关部件所有材质","不区分材质","个",100,"0f59b9be-76d9-11ed-9447-b4055d63f15c","39f584f5-d47c-11e9-953f-fa163e0a8baf","国械备20180108号","牙科手术器械包 Dental Surgical Instruments","登士柏种植体制造公司 DENTSPLY Implants Manufacturing GmbH","登士柏西诺德牙科产品（上海）有限公司","7c41b9e4-76d5-11ed-9447-b4055d63f15c","牙科手术器械包-转移帽","Xive 转移帽","46-1632",null,"C0702041390200206283","C07020413902002062830000203"]
[134,"J05040002","登士柏ASTRA和XIVE种植系统","四级纯钛种植体产品系统","登士柏西诺德牙科产品（上海）有限公司","登士柏种植体制造公司DENTSPLY Implants Manufacturing GmbH","转移杆","国械备20180108号","牙科手术器械包 Dental Surgical Instruments",null,"包含注册证下相关部件所有材质","不区分材质","个",100,"0f5a0ece-76d9-11ed-9447-b4055d63f15c","39f584f5-d47c-11e9-953f-fa163e0a8baf","国械备20180108号","牙科手术器械包 Dental Surgical Instruments","登士柏种植体制造公司 DENTSPLY Implants Manufacturing GmbH","登士柏西诺德牙科产品（上海）有限公司","7c41b9e4-76d5-11ed-9447-b4055d63f15c","牙科手术器械包-转移帽","ANKYLOS 标准基台转移帽","31045031",null,"C0702041390200206283","C07020413902002062830000217"]
[138,"J05040002","登士柏ASTRA和XIVE种植系统","四级纯钛种植体产品系统","登士柏西诺德牙科产品（上海）有限公司","登士柏种植体制造公司DENTSPLY Implants Manufacturing GmbH","修复基台（单牙）","国械注进20163172336","牙种植体附件","国械注进20163632336","包含注册证下相关部件纯钛或钛合金材质","适用于单牙种植修复基台、材质为纯钛或钛合金","个",149,"4b0010f0-4967-11ed-9447-b4055d63f15c","9fa5c701-a1bb-11eb-ac1c-fa163e311f19","国械注进20163172336","牙种植体附件","登士柏种植体制造公司DENTSPLY Implants Manufacturing GmbH","登士柏西诺德牙科产品（上海）有限公司","ad6167b2-494b-11ed-9447-b4055d63f15c","牙种植体附件-基台","牙龈高度1，直径4.5","46-2151","纯钛TA2","C0702021380500106283","C07020213805001062830000016"]
[123,"J05040002","登士柏ASTRA和XIVE种植系统","四级纯钛种植体产品系统","登士柏西诺德牙科产品（上海）有限公司","登士柏种植体制造公司DENTSPLY Implants Manufacturing GmbH","愈合基台","国械注进20163172336","牙种植体附件","国械注进20163632336","包含注册证下相关部件所有材质","不区分材质","个",68,"a3cefa3b-a62d-11eb-ac1c-fa163e311f19","9fa5c701-a1bb-11eb-ac1c-fa163e311f19","国械注进20163172336","牙种植体附件","登士柏种植体制造公司DENTSPLY Implants Manufacturing GmbH","登士柏西诺德牙科产品（上海）有限公司","f7f526ae-a30e-11eb-ac1c-fa163e311f19","牙种植体附件-愈合基台","牙龈高度2，直径4.5","45-1252","纯钛 TA2","C0702031380300006283","C07020313803000062830000098"]
[123,"J05040002","登士柏ASTRA和XIVE种植系统","四级纯钛种植体产品系统","登士柏西诺德牙科产品（上海）有限公司","登士柏种植体制造公司DENTSPLY Implants Manufacturing GmbH","愈合基台","国械注进20163172336","牙种植体附件","国械注进20163632336","包含注册证下相关部件所有材质","不区分材质","个",68,"a3d1b5dc-a62d-11eb-ac1c-fa163e311f19","9fa5c701-a1bb-11eb-ac1c-fa163e311f19","国械注进20163172336","牙种植体附件","登士柏种植体制造公司DENTSPLY Implants Manufacturing GmbH","登士柏西诺德牙科产品（上海）有限公司","f7f526ae-a30e-11eb-ac1c-fa163e311f19","牙种植体附件-愈合基台","牙龈高度1，直径3","45-1421","纯钛 TA2","C0702031380300006283","C07020313803000062830000117"]
[112,"J05040001","登士柏MIS朗斯种植系统","钛合金种植体产品系统","登士柏西诺德牙科产品（上海）有限公司","密易施医疗有限公司MIS Implants Technologies Ltd.","种植体（含覆盖螺丝）","国械注进20193170310","人工牙种植体系统",null,"钛合金","不含临时种植体、穿颧种植体和一段式种植体。","个",715,"2519a3cb-cffd-11eb-a006-0050568f9c84","d5d8c35e-b7ee-11e9-974a-fa163e0a8baf","国械注进20193170310","人工牙种植体系统","密易施医疗有限公司MIS Implants Technologies Ltd.","登士柏西诺德牙科产品（上海）有限公司","a2eec5bb982211ecb3f890e2ba8d9d30","人工牙种植体系统-种植体","L=16, L1=0.8, D=3.3, D1=2.65","MF4-16330",null,"C0702011370200106283","C07020113702001062830000054"]
[112,"J05040001","登士柏MIS朗斯种植系统","钛合金种植体产品系统","登士柏西诺德牙科产品（上海）有限公司","密易施医疗有限公司MIS Implants Technologies Ltd.","种植体（含覆盖螺丝）","国械注进20193170310","人工牙种植体系统",null,"钛合金","不含临时种植体、穿颧种植体和一段式种植体。","个",715,"b4f748b7-cffc-11eb-a006-0050568f9c84","d5d8c35e-b7ee-11e9-974a-fa163e0a8baf","国械注进20193170310","人工牙种植体系统","密易施医疗有限公司MIS Implants Technologies Ltd.","登士柏西诺德牙科产品（上海）有限公司","a2eec5bb982211ecb3f890e2ba8d9d30","人工牙种植体系统-种植体","L=8, D=5, D1=4.3","MF5-08500",null,"C0702011370200106283","C07020113702001062830000026"]
[112,"J05040001","登士柏MIS朗斯种植系统","钛合金种植体产品系统","登士柏西诺德牙科产品（上海）有限公司","密易施医疗有限公司MIS Implants Technologies Ltd.","种植体（含覆盖螺丝）","国械注进20193170310","人工牙种植体系统",null,"钛合金","不含临时种植体、穿颧种植体和一段式种植体。","个",715,"d97d0180-cffc-11eb-a006-0050568f9c84","d5d8c35e-b7ee-11e9-974a-fa163e0a8baf","国械注进20193170310","人工牙种植体系统","密易施医疗有限公司MIS Implants Technologies Ltd.","登士柏西诺德牙科产品（上海）有限公司","a2eec5bb982211ecb3f890e2ba8d9d30","人工牙种植体系统-种植体","L=10, L1=1, D=3.3, D1=2.4","MF7-10330",null,"C0702011370200106283","C07020113702001062830000045"]
[125,"J05040002","登士柏ASTRA和XIVE种植系统","四级纯钛种植体产品系统","登士柏西诺德牙科产品（上海）有限公司","登士柏种植体制造公司DENTSPLY Implants Manufacturing GmbH","种植体替代体","国械备20161713号","牙科种植定位器 Dental implant positioner",null,"包含注册证下相关部件所有材质","不区分材质","个",28,"d18067ec-da3b-11eb-b658-0050568f9c84","37360a65-d47f-11e9-953f-fa163e0a8baf","国械备20161713号","牙科种植定位器 Dental implant positioner","DENTSPLY Implants Manufacturing GmbH登士柏种植体制造公司","登士柏西诺德牙科产品（上海）有限公司","a340c8f1982211ecb3f890e2ba8d9d30","牙科种植定位器","最小直径：2.4mm，最大直径：4.55mm","26036","钛合金","C0702041390200306283","C07020413902003062830000051"]
[176,"J08120001","T-plus四级纯钛种植体系统","四级纯钛种植体产品系统","士卓曼（中国）投资有限公司","台湾美佳境股份有限公司","修复基台（单牙）","国械注许20163170110","内八角种植体配件","国械注许20163630110","包含注册证下相关部件纯钛或钛合金材质","适用于单牙种植修复基台、材质为纯钛或钛合金","个",150,"6f0bcc88-dd6f-11e9-953f-fa163e0a8baf","739839e2-485f-11ec-921a-0050568f9c84","国械注许20163170110","内八角种植体配件","台湾美佳境股份有限公司 台湾美佳境股份有限公司","士卓曼（中国）投资有限公司","48e2706b-dd6c-11e9-953f-fa163e0a8baf","内八角种植体配件-内八角基台 内八角螺柱","内八角基台","ISPA551","钛合金TC4","C0702021380100116159","C07020213801001161590000166"]
[176,"J08120001","T-plus四级纯钛种植体系统","四级纯钛种植体产品系统","士卓曼（中国）投资有限公司","台湾美佳境股份有限公司","修复基台（单牙）","国械注许20163170110","内八角种植体配件","国械注许20163630110","包含注册证下相关部件纯钛或钛合金材质","适用于单牙种植修复基台、材质为纯钛或钛合金","个",150,"6f0c2fe9-dd6f-11e9-953f-fa163e0a8baf","739839e2-485f-11ec-921a-0050568f9c84","国械注许20163170110","内八角种植体配件","台湾美佳境股份有限公司 台湾美佳境股份有限公司","士卓曼（中国）投资有限公司","48e2706b-dd6c-11e9-953f-fa163e0a8baf","内八角种植体配件-内八角基台 内八角螺柱","内八角基台","ISPA402","钛合金TC4","C0702021380100116159","C07020213801001161590000172"]
[183,"J08120001","T-plus四级纯钛种植体系统","四级纯钛种植体产品系统","士卓曼（中国）投资有限公司","台湾美佳境股份有限公司","修复基台（单牙）","国械注许20223170016","牙科种植体配件 內六角植體系統",null,"包含注册证下相关部件纯钛或钛合金材质","适用于单牙种植修复基台、材质为纯钛或钛合金","个",150,"17c82d87-4073-11ed-9447-b4055d63f15c","28e010d4-3feb-11ed-9447-b4055d63f15c","国械注许20223170016","牙科种植体配件 內六角植體系統","台湾美佳境股份有限公司","士卓曼（中国）投资有限公司","e79a1b6f-4072-11ed-9447-b4055d63f15c","牙科种植体配件-基台","直型基台，5.0x 4.8x 7.0mm","ASTMA5057H","纯钛TA4G","C0702021380500116159","C07020213805001161590000016"]
[183,"J08120001","T-plus四级纯钛种植体系统","四级纯钛种植体产品系统","士卓曼（中国）投资有限公司","台湾美佳境股份有限公司","修复基台（单牙）","国械注许20223170016","牙科种植体配件 內六角植體系統",null,"包含注册证下相关部件纯钛或钛合金材质","适用于单牙种植修复基台、材质为纯钛或钛合金","个",150,"17c86ad9-4073-11ed-9447-b4055d63f15c","28e010d4-3feb-11ed-9447-b4055d63f15c","国械注许20223170016","牙科种植体配件 內六角植體系統","台湾美佳境股份有限公司","士卓曼（中国）投资有限公司","e79a1b6f-4072-11ed-9447-b4055d63f15c","牙科种植体配件-基台","直型基台，4.0x 1.8x 7.0mm","ASTMA4027HS","纯钛TA4G","C0702021380500116159","C07020213805001161590000022"]
[183,"J08120001","T-plus四级纯钛种植体系统","四级纯钛种植体产品系统","士卓曼（中国）投资有限公司","台湾美佳境股份有限公司","修复基台（单牙）","国械注许20223170016","牙科种植体配件 內六角植體系統",null,"包含注册证下相关部件纯钛或钛合金材质","适用于单牙种植修复基台、材质为纯钛或钛合金","个",150,"17c92189-4073-11ed-9447-b4055d63f15c","28e010d4-3feb-11ed-9447-b4055d63f15c","国械注许20223170016","牙科种植体配件 內六角植體系統","台湾美佳境股份有限公司","士卓曼（中国）投资有限公司","e79a1b6f-4072-11ed-9447-b4055d63f15c","牙科种植体配件-基台","直型基台，5.0x 4.8x 7.0mm","ASTMA5057HS","纯钛TA4G","C0702021380500116159","C07020213805001161590000047"]
[183,"J08120001","T-plus四级纯钛种植体系统","四级纯钛种植体产品系统","士卓曼（中国）投资有限公司","台湾美佳境股份有限公司","修复基台（单牙）","国械注许20223170016","牙科种植体配件 內六角植體系統",null,"包含注册证下相关部件纯钛或钛合金材质","适用于单牙种植修复基台、材质为纯钛或钛合金","个",150,"17c96638-4073-11ed-9447-b4055d63f15c","28e010d4-3feb-11ed-9447-b4055d63f15c","国械注许20223170016","牙科种植体配件 內六角植體系統","台湾美佳境股份有限公司","士卓曼（中国）投资有限公司","e79a1b6f-4072-11ed-9447-b4055d63f15c","牙科种植体配件-基台","直型基台，5.0x 2.8x 7.0mm","ASTMA5037HS","纯钛TA4G","C0702021380500116159","C07020213805001161590000067"]
[183,"J08120001","T-plus四级纯钛种植体系统","四级纯钛种植体产品系统","士卓曼（中国）投资有限公司","台湾美佳境股份有限公司","修复基台（单牙）","国械注许20223170016","牙科种植体配件 內六角植體系統",null,"包含注册证下相关部件纯钛或钛合金材质","适用于单牙种植修复基台、材质为纯钛或钛合金","个",150,"c2b2caff-4073-11ed-9447-b4055d63f15c","28e010d4-3feb-11ed-9447-b4055d63f15c","国械注许20223170016","牙科种植体配件 內六角植體系統","台湾美佳境股份有限公司","士卓曼（中国）投资有限公司","e79a1b6f-4072-11ed-9447-b4055d63f15c","牙科种植体配件-基台","角度基台，4.6x 12.3x 25ﾟ","ASTAA4325H","纯钛TA4G","C0702021380500116159","C07020213805001161590000139"]
[183,"J08120001","T-plus四级纯钛种植体系统","四级纯钛种植体产品系统","士卓曼（中国）投资有限公司","台湾美佳境股份有限公司","修复基台（单牙）","国械注许20223170016","牙科种植体配件 內六角植體系統",null,"包含注册证下相关部件纯钛或钛合金材质","适用于单牙种植修复基台、材质为纯钛或钛合金","个",150,"c2b43b85-4073-11ed-9447-b4055d63f15c","28e010d4-3feb-11ed-9447-b4055d63f15c","国械注许20223170016","牙科种植体配件 內六角植體系統","台湾美佳境股份有限公司","士卓曼（中国）投资有限公司","e79a1b6f-4072-11ed-9447-b4055d63f15c","牙科种植体配件-基台","角度基台，5.0x 12.2x 15ﾟ","ASTAA5315H","纯钛TA4G","C0702021380500116159","C07020213805001161590000164"]
[183,"J08120001","T-plus四级纯钛种植体系统","四级纯钛种植体产品系统","士卓曼（中国）投资有限公司","台湾美佳境股份有限公司","修复基台（单牙）","国械注许20223170016","牙科种植体配件 內六角植體系統",null,"包含注册证下相关部件纯钛或钛合金材质","适用于单牙种植修复基台、材质为纯钛或钛合金","个",150,"c2b4a72d-4073-11ed-9447-b4055d63f15c","28e010d4-3feb-11ed-9447-b4055d63f15c","国械注许20223170016","牙科种植体配件 內六角植體系統","台湾美佳境股份有限公司","士卓曼（中国）投资有限公司","e79a1b6f-4072-11ed-9447-b4055d63f15c","牙科种植体配件-基台","角度基台，6.0x 13.2x 25ﾟ","ASTAA6425H","纯钛TA4G","C0702021380500116159","C07020213805001161590000173"]
[185,"J08120002","WARANTEC四级纯钛种植体系统","四级纯钛种植体产品系统","士卓曼（中国）投资有限公司","韩国沃兰牙科器械有限公司 WARANTEC CO.,Ltd.","种植体（含覆盖螺丝）","国械注进20183171023","牙科种植体",null,"四级纯钛","不含临时种植体、穿颧种植体和一段式种植体。","个",450,"5e7dd939-3b00-11ec-921a-0050568f9c84","b5871929116145e78d80d6f2c06cf667","国械注进20183171023","牙科种植体","WARANTEC CO., Ltd.韩国沃兰牙科器械有限公司","士卓曼（中国）投资有限公司","1d8f3ba2-3b00-11ec-921a-0050568f9c84","牙科种植体","Inplant锥形种植体Ø4.8×13mm","FIT48130","纯钛","C0702011370100116159","C07020113701001161590000012"]
[185,"J08120002","WARANTEC四级纯钛种植体系统","四级纯钛种植体产品系统","士卓曼（中国）投资有限公司","韩国沃兰牙科器械有限公司 WARANTEC CO.,Ltd.","种植体（含覆盖螺丝）","国械注进20183171023","牙科种植体",null,"四级纯钛","不含临时种植体、穿颧种植体和一段式种植体。","个",450,"6d249510-2392-11ed-9447-b4055d63f15c","b5871929116145e78d80d6f2c06cf667","国械注进20183171023","牙科种植体","WARANTEC CO., Ltd.韩国沃兰牙科器械有限公司","士卓曼（中国）投资有限公司","1d8f3ba2-3b00-11ec-921a-0050568f9c84","牙科种植体","Inplant直形通用种植体 Ø4.6×10mm","FIU45100","纯钛","C0702011370100116159","C07020113701001161590000087"]
[185,"J08120002","WARANTEC四级纯钛种植体系统","四级纯钛种植体产品系统","士卓曼（中国）投资有限公司","韩国沃兰牙科器械有限公司 WARANTEC CO.,Ltd.","种植体（含覆盖螺丝）","国械注进20183171023","牙科种植体",null,"四级纯钛","不含临时种植体、穿颧种植体和一段式种植体。","个",450,"6d25757a-2392-11ed-9447-b4055d63f15c","b5871929116145e78d80d6f2c06cf667","国械注进20183171023","牙科种植体","WARANTEC CO., Ltd.韩国沃兰牙科器械有限公司","士卓曼（中国）投资有限公司","1d8f3ba2-3b00-11ec-921a-0050568f9c84","牙科种植体","Inplant直形通用种植体 Ø5.6×8.5mm","FIU55085","纯钛","C0702011370100116159","C07020113701001161590000104"]
[174,"J08120001","T-plus四级纯钛种植体系统","四级纯钛种植体产品系统","士卓曼（中国）投资有限公司","台湾美佳境股份有限公司","修复基台（单牙）","国械注许20193170001","内六角种植体配件卓越內六角植體系統",null,"包含注册证下相关部件纯钛或钛合金材质","适用于单牙种植修复基台、材质为纯钛或钛合金","个",150,"8dcbfb5d-4e9f-11ec-921a-0050568f9c84","dc95e92af9be44e59ae2e24dd9071d79","国械注许20193170001","内六角种植体配件卓越內六角植體系統","台湾美佳境股份有限公司台灣美佳境股份有限公司","士卓曼（中国）投资有限公司","21c89878-d18c-11e9-953f-fa163e0a8baf","内六角种植体配件-基台","基台","AMMS5450","TC4","C0702021380100116159","C07020213801001161590000049"]
[174,"J08120001","T-plus四级纯钛种植体系统","四级纯钛种植体产品系统","士卓曼（中国）投资有限公司","台湾美佳境股份有限公司","修复基台（单牙）","国械注许20193170001","内六角种植体配件卓越內六角植體系統",null,"包含注册证下相关部件纯钛或钛合金材质","适用于单牙种植修复基台、材质为纯钛或钛合金","个",150,"96127cc7-4901-11ed-9447-b4055d63f15c","dc95e92af9be44e59ae2e24dd9071d79","国械注许20193170001","内六角种植体配件卓越內六角植體系統","台湾美佳境股份有限公司台灣美佳境股份有限公司","士卓曼（中国）投资有限公司","74174d71-4901-11ed-9447-b4055d63f15c","内六角种植体配件-基台-角度基台","内六角基台","AMMP6250H","TA4","C0702021380500116159","C07020213805001161590000100"]
[174,"J08120001","T-plus四级纯钛种植体系统","四级纯钛种植体产品系统","士卓曼（中国）投资有限公司","台湾美佳境股份有限公司","修复基台（单牙）","国械注许20193170001","内六角种植体配件卓越內六角植體系統",null,"包含注册证下相关部件纯钛或钛合金材质","适用于单牙种植修复基台、材质为纯钛或钛合金","个",150,"96132ebf-4901-11ed-9447-b4055d63f15c","dc95e92af9be44e59ae2e24dd9071d79","国械注许20193170001","内六角种植体配件卓越內六角植體系統","台湾美佳境股份有限公司台灣美佳境股份有限公司","士卓曼（中国）投资有限公司","74174d71-4901-11ed-9447-b4055d63f15c","内六角种植体配件-基台-角度基台","内六角基台","AMMP5150H","TA4","C0702021380500116159","C07020213805001161590000110"]
[189,"J08120002","WARANTEC四级纯钛种植体系统","四级纯钛种植体产品系统","士卓曼（中国）投资有限公司","韩国沃兰牙科器械有限公司 WARANTEC CO.,Ltd.","转移杆","国械备20190062号","种植辅助材料 Dental implant instruments",null,"包含注册证下相关部件所有材质","不区分材质","个",100,"7d29a4c3-2394-11ed-9447-b4055d63f15c","8f85133cc78c4c7bbfeb6961333ca89f","国械备20190062号","种植辅助材料 Dental implant instruments","韩国沃兰牙科器械有限公司 WARANTEC CO., Ltd.","士卓曼（中国）投资有限公司","2633ddf1-3bbe-11ec-921a-0050568f9c84","种植辅助材料","转移帽","IUSCL","钛合金","C0702041390200216159","C07020413902002161590000084"]
[189,"J08120002","WARANTEC四级纯钛种植体系统","四级纯钛种植体产品系统","士卓曼（中国）投资有限公司","韩国沃兰牙科器械有限公司 WARANTEC CO.,Ltd.","转移杆","国械备20190062号","种植辅助材料 Dental implant instruments",null,"包含注册证下相关部件所有材质","不区分材质","个",100,"9352327f-3bbf-11ec-921a-0050568f9c84","8f85133cc78c4c7bbfeb6961333ca89f","国械备20190062号","种植辅助材料 Dental implant instruments","韩国沃兰牙科器械有限公司 WARANTEC CO., Ltd.","士卓曼（中国）投资有限公司","2633ddf1-3bbe-11ec-921a-0050568f9c84","种植辅助材料","转移帽","IC0IPP43S","钛合金","C0702041390200216159","C07020413902002161590000003"]
[188,"J08120002","WARANTEC四级纯钛种植体系统","四级纯钛种植体产品系统","士卓曼（中国）投资有限公司","韩国沃兰牙科器械有限公司 WARANTEC CO.,Ltd.","种植体替代体","国械备20190062号","种植辅助材料 Dental implant instruments",null,"包含注册证下相关部件所有材质","不区分材质","个",80,"e4641535-3b0d-11ec-921a-0050568f9c84","8f85133cc78c4c7bbfeb6961333ca89f","国械备20190062号","种植辅助材料 Dental implant instruments","韩国沃兰牙科器械有限公司 WARANTEC CO., Ltd.","士卓曼（中国）投资有限公司","9f903c44-3b0d-11ec-921a-0050568f9c84","种植辅助材料","替代体","IC0MAN43H","不锈钢","C0702041390200316159","C07020413902003161590000028"]
[188,"J08120002","WARANTEC四级纯钛种植体系统","四级纯钛种植体产品系统","士卓曼（中国）投资有限公司","韩国沃兰牙科器械有限公司 WARANTEC CO.,Ltd.","种植体替代体","国械备20190062号","种植辅助材料 Dental implant instruments",null,"包含注册证下相关部件所有材质","不区分材质","个",80,"fafdca5a-2395-11ed-9447-b4055d63f15c","8f85133cc78c4c7bbfeb6961333ca89f","国械备20190062号","种植辅助材料 Dental implant instruments","韩国沃兰牙科器械有限公司 WARANTEC CO., Ltd.","士卓曼（中国）投资有限公司","9f903c44-3b0d-11ec-921a-0050568f9c84","种植辅助材料","替代体","IC0SAN50H","不锈钢","C0702041390200316159","C07020413902003161590000035"]
[180,"J08120001","T-plus四级纯钛种植体系统","四级纯钛种植体产品系统","士卓曼（中国）投资有限公司","台湾美佳境股份有限公司","种植体替代体","国械备20181321号","替代体",null,"包含注册证下相关部件所有材质","不区分材质","个",96,"4250cc5a-d230-11e9-953f-fa163e0a8baf","a48bff81-b671-4833-a004-16fb5ea04134","国械备20181321号","替代体","台湾美佳境股份有限公司 台灣美佳境股份有限公司","士卓曼（中国）投资有限公司","3611a045-d22f-11e9-953f-fa163e0a8baf","替代体","替代体","ASTFLA455","金属","C0702041390200316159","C07020413902003161590000018"]
[172,"J08120001","T-plus四级纯钛种植体系统","四级纯钛种植体产品系统","士卓曼（中国）投资有限公司","台湾美佳境股份有限公司","种植体（含覆盖螺丝）","国械注许20163170422","内八角种植体","国械注许20163630422","四级纯钛","不含临时种植体、穿颧种植体和一段式种植体。","个",450,"9bf306b1-dd70-11e9-953f-fa163e0a8baf","70dad33c-4860-11ec-921a-0050568f9c84","国械注许20163170422","内八角种植体","台湾美佳境股份有限公司台湾美佳境股份有限公司","士卓曼（中国）投资有限公司","4ad31c33-dd70-11e9-953f-fa163e0a8baf","内八角种植体","内八角种植体","FEXIOR3513","产品由内八角种植体组成，由纯钛TA4制成。","C0702011370100116159","C07020113701001161590000038"]
[172,"J08120001","T-plus四级纯钛种植体系统","四级纯钛种植体产品系统","士卓曼（中国）投资有限公司","台湾美佳境股份有限公司","种植体（含覆盖螺丝）","国械注许20163170422","内八角种植体","国械注许20163630422","四级纯钛","不含临时种植体、穿颧种植体和一段式种植体。","个",450,"9bf323e7-dd70-11e9-953f-fa163e0a8baf","70dad33c-4860-11ec-921a-0050568f9c84","国械注许20163170422","内八角种植体","台湾美佳境股份有限公司台湾美佳境股份有限公司","士卓曼（中国）投资有限公司","4ad31c33-dd70-11e9-953f-fa163e0a8baf","内八角种植体","内八角种植体","FEXIOR6010","产品由内八角种植体组成，由纯钛TA4制成。","C0702011370100116159","C07020113701001161590000056"]
[187,"J08120002","WARANTEC四级纯钛种植体系统","四级纯钛种植体产品系统","士卓曼（中国）投资有限公司","韩国沃兰牙科器械有限公司 WARANTEC CO.,Ltd.","愈合基台","国械注进20163172515","基台及配件 Abutment and accessories","国械注进20163632515","包含注册证下相关部件所有材质","不区分材质","个",93,"13d6305b-461b-11ec-921a-0050568f9c84","a2f043f8-32dd-11ec-921a-0050568f9c84","国械注进20163172515","基台及配件 Abutment and accessories","韩国沃兰牙科器械有限公司WARANTEC CO., Ltd.","士卓曼（中国）投资有限公司","90d9a69f-3ae9-11ec-921a-0050568f9c84","基台及配件-愈合基台","内八角愈合基台Ø5.95×GH4mm","I0HA6040","钛合金","C0702031380100016159","C07020313801000161590000023"]
[187,"J08120002","WARANTEC四级纯钛种植体系统","四级纯钛种植体产品系统","士卓曼（中国）投资有限公司","韩国沃兰牙科器械有限公司 WARANTEC CO.,Ltd.","愈合基台","国械注进20163172515","基台及配件 Abutment and accessories","国械注进20163632515","包含注册证下相关部件所有材质","不区分材质","个",93,"75524370-23a8-11ed-9447-b4055d63f15c","a2f043f8-32dd-11ec-921a-0050568f9c84","国械注进20163172515","基台及配件 Abutment and accessories","韩国沃兰牙科器械有限公司WARANTEC CO., Ltd.","士卓曼（中国）投资有限公司","90d9a69f-3ae9-11ec-921a-0050568f9c84","基台及配件-愈合基台","内八角通用愈合基台 Ø3.95×GH2mm","IUHA4020","钛合金","C0702031380100016159","C07020313801000161590000057"]
[187,"J08120002","WARANTEC四级纯钛种植体系统","四级纯钛种植体产品系统","士卓曼（中国）投资有限公司","韩国沃兰牙科器械有限公司 WARANTEC CO.,Ltd.","愈合基台","国械注进20163172515","基台及配件 Abutment and accessories","国械注进20163632515","包含注册证下相关部件所有材质","不区分材质","个",93,"85193f3e-3aed-11ec-921a-0050568f9c84","a2f043f8-32dd-11ec-921a-0050568f9c84","国械注进20163172515","基台及配件 Abutment and accessories","韩国沃兰牙科器械有限公司WARANTEC CO., Ltd.","士卓曼（中国）投资有限公司","90d9a69f-3ae9-11ec-921a-0050568f9c84","基台及配件-愈合基台","内八角通用愈合基台 Ø4.95×GH2mm","IUHA5020","钛合金","C0702031380100016159","C07020313801000161590000040"]
[187,"J08120002","WARANTEC四级纯钛种植体系统","四级纯钛种植体产品系统","士卓曼（中国）投资有限公司","韩国沃兰牙科器械有限公司 WARANTEC CO.,Ltd.","愈合基台","国械注进20163172515","基台及配件 Abutment and accessories","国械注进20163632515","包含注册证下相关部件所有材质","不区分材质","个",93,"851bf239-3aed-11ec-921a-0050568f9c84","a2f043f8-32dd-11ec-921a-0050568f9c84","国械注进20163172515","基台及配件 Abutment and accessories","韩国沃兰牙科器械有限公司WARANTEC CO., Ltd.","士卓曼（中国）投资有限公司","90d9a69f-3ae9-11ec-921a-0050568f9c84","基台及配件-愈合基台","内八角通用愈合基台 Ø4.95×GH6mm","IUHA5060","钛合金","C0702031380100016159","C07020313801000161590000046"]
[186,"J08120002","WARANTEC四级纯钛种植体系统","四级纯钛种植体产品系统","士卓曼（中国）投资有限公司","韩国沃兰牙科器械有限公司 WARANTEC CO.,Ltd.","修复基台（单牙）","国械注进20163172515","基台及配件 Abutment and accessories","国械注进20163632515","包含注册证下相关部件纯钛或钛合金材质","适用于单牙种植修复基台、材质为纯钛或钛合金","个",150,"3928cb3d-23a7-11ed-9447-b4055d63f15c","a2f043f8-32dd-11ec-921a-0050568f9c84","国械注进20163172515","基台及配件 Abutment and accessories","韩国沃兰牙科器械有限公司WARANTEC CO., Ltd.","士卓曼（中国）投资有限公司","bda933e1-3af5-11ec-921a-0050568f9c84","基台及配件","内八角通用一体式基台 Ø3.95×GH4mm×AH7mm","IUSB4047","钛合金","C0702021380100116159","C07020213801001161590000088"]
[186,"J08120002","WARANTEC四级纯钛种植体系统","四级纯钛种植体产品系统","士卓曼（中国）投资有限公司","韩国沃兰牙科器械有限公司 WARANTEC CO.,Ltd.","修复基台（单牙）","国械注进20163172515","基台及配件 Abutment and accessories","国械注进20163632515","包含注册证下相关部件纯钛或钛合金材质","适用于单牙种植修复基台、材质为纯钛或钛合金","个",150,"39291d99-23a7-11ed-9447-b4055d63f15c","a2f043f8-32dd-11ec-921a-0050568f9c84","国械注进20163172515","基台及配件 Abutment and accessories","韩国沃兰牙科器械有限公司WARANTEC CO., Ltd.","士卓曼（中国）投资有限公司","bda933e1-3af5-11ec-921a-0050568f9c84","基台及配件","内八角通用角度基台 Ø4.0×GH2mm×AH6mm","IUAA1526HA","钛合金","C0702021380100116159","C07020213801001161590000097"]
[186,"J08120002","WARANTEC四级纯钛种植体系统","四级纯钛种植体产品系统","士卓曼（中国）投资有限公司","韩国沃兰牙科器械有限公司 WARANTEC CO.,Ltd.","修复基台（单牙）","国械注进20163172515","基台及配件 Abutment and accessories","国械注进20163632515","包含注册证下相关部件纯钛或钛合金材质","适用于单牙种植修复基台、材质为纯钛或钛合金","个",150,"392a305f-23a7-11ed-9447-b4055d63f15c","a2f043f8-32dd-11ec-921a-0050568f9c84","国械注进20163172515","基台及配件 Abutment and accessories","韩国沃兰牙科器械有限公司WARANTEC CO., Ltd.","士卓曼（中国）投资有限公司","bda933e1-3af5-11ec-921a-0050568f9c84","基台及配件","内八角通用角度基台 Ø4.0×GH4mm×AH8mm","IUAA1548HA","钛合金","C0702021380100116159","C07020213801001161590000116"]
[186,"J08120002","WARANTEC四级纯钛种植体系统","四级纯钛种植体产品系统","士卓曼（中国）投资有限公司","韩国沃兰牙科器械有限公司 WARANTEC CO.,Ltd.","修复基台（单牙）","国械注进20163172515","基台及配件 Abutment and accessories","国械注进20163632515","包含注册证下相关部件纯钛或钛合金材质","适用于单牙种植修复基台、材质为纯钛或钛合金","个",150,"392aea34-23a7-11ed-9447-b4055d63f15c","a2f043f8-32dd-11ec-921a-0050568f9c84","国械注进20163172515","基台及配件 Abutment and accessories","韩国沃兰牙科器械有限公司WARANTEC CO., Ltd.","士卓曼（中国）投资有限公司","bda933e1-3af5-11ec-921a-0050568f9c84","基台及配件","内八角通用一体式基台 Ø4.95×GH5mm×AH7mm","IUSB5057","钛合金","C0702021380100116159","C07020213801001161590000139"]
[186,"J08120002","WARANTEC四级纯钛种植体系统","四级纯钛种植体产品系统","士卓曼（中国）投资有限公司","韩国沃兰牙科器械有限公司 WARANTEC CO.,Ltd.","修复基台（单牙）","国械注进20163172515","基台及配件 Abutment and accessories","国械注进20163632515","包含注册证下相关部件纯钛或钛合金材质","适用于单牙种植修复基台、材质为纯钛或钛合金","个",150,"4ac9acc1-3af9-11ec-921a-0050568f9c84","a2f043f8-32dd-11ec-921a-0050568f9c84","国械注进20163172515","基台及配件 Abutment and accessories","韩国沃兰牙科器械有限公司WARANTEC CO., Ltd.","士卓曼（中国）投资有限公司","bda933e1-3af5-11ec-921a-0050568f9c84","基台及配件","内八角一体式基台 Ø5.95×GH2mm×AH7mm","I0SB6027","钛合金","C0702021380100116159","C07020213801001161590000165"]
[186,"J08120002","WARANTEC四级纯钛种植体系统","四级纯钛种植体产品系统","士卓曼（中国）投资有限公司","韩国沃兰牙科器械有限公司 WARANTEC CO.,Ltd.","修复基台（单牙）","国械注进20163172515","基台及配件 Abutment and accessories","国械注进20163632515","包含注册证下相关部件纯钛或钛合金材质","适用于单牙种植修复基台、材质为纯钛或钛合金","个",150,"9d4dd109-3af7-11ec-921a-0050568f9c84","a2f043f8-32dd-11ec-921a-0050568f9c84","国械注进20163172515","基台及配件 Abutment and accessories","韩国沃兰牙科器械有限公司WARANTEC CO., Ltd.","士卓曼（中国）投资有限公司","bda933e1-3af5-11ec-921a-0050568f9c84","基台及配件","内八角一体式基台 Ø4.5×GH4mm×AH4mm","I0TA4544","钛合金","C0702021380100116159","C07020213801001161590000187"]
[186,"J08120002","WARANTEC四级纯钛种植体系统","四级纯钛种植体产品系统","士卓曼（中国）投资有限公司","韩国沃兰牙科器械有限公司 WARANTEC CO.,Ltd.","修复基台（单牙）","国械注进20163172515","基台及配件 Abutment and accessories","国械注进20163632515","包含注册证下相关部件纯钛或钛合金材质","适用于单牙种植修复基台、材质为纯钛或钛合金","个",150,"aa76dd2c-461a-11ec-921a-0050568f9c84","a2f043f8-32dd-11ec-921a-0050568f9c84","国械注进20163172515","基台及配件 Abutment and accessories","韩国沃兰牙科器械有限公司WARANTEC CO., Ltd.","士卓曼（中国）投资有限公司","bda933e1-3af5-11ec-921a-0050568f9c84","基台及配件","内八角多单元基台 Ø4.95×GH4mm","I0MU5040","钛合金","C0702021380100116159","C07020213801001161590000215"]
[186,"J08120002","WARANTEC四级纯钛种植体系统","四级纯钛种植体产品系统","士卓曼（中国）投资有限公司","韩国沃兰牙科器械有限公司 WARANTEC CO.,Ltd.","修复基台（单牙）","国械注进20163172515","基台及配件 Abutment and accessories","国械注进20163632515","包含注册证下相关部件纯钛或钛合金材质","适用于单牙种植修复基台、材质为纯钛或钛合金","个",150,"aa7a192e-461a-11ec-921a-0050568f9c84","a2f043f8-32dd-11ec-921a-0050568f9c84","国械注进20163172515","基台及配件 Abutment and accessories","韩国沃兰牙科器械有限公司WARANTEC CO., Ltd.","士卓曼（中国）投资有限公司","bda933e1-3af5-11ec-921a-0050568f9c84","基台及配件","内八角直形基台 Ø5.95×GH1mm×AH7mm","I0SB6017E","钛合金","C0702021380100116159","C07020213801001161590000221"]
[186,"J08120002","WARANTEC四级纯钛种植体系统","四级纯钛种植体产品系统","士卓曼（中国）投资有限公司","韩国沃兰牙科器械有限公司 WARANTEC CO.,Ltd.","修复基台（单牙）","国械注进20163172515","基台及配件 Abutment and accessories","国械注进20163632515","包含注册证下相关部件纯钛或钛合金材质","适用于单牙种植修复基台、材质为纯钛或钛合金","个",150,"aa8a64db-461a-11ec-921a-0050568f9c84","a2f043f8-32dd-11ec-921a-0050568f9c84","国械注进20163172515","基台及配件 Abutment and accessories","韩国沃兰牙科器械有限公司WARANTEC CO., Ltd.","士卓曼（中国）投资有限公司","bda933e1-3af5-11ec-921a-0050568f9c84","基台及配件","内八角直形基台 Ø4.95×GH2mm×AH4mm","I0SB5024E","钛合金","C0702021380100116159","C07020213801001161590000256"]
[186,"J08120002","WARANTEC四级纯钛种植体系统","四级纯钛种植体产品系统","士卓曼（中国）投资有限公司","韩国沃兰牙科器械有限公司 WARANTEC CO.,Ltd.","修复基台（单牙）","国械注进20163172515","基台及配件 Abutment and accessories","国械注进20163632515","包含注册证下相关部件纯钛或钛合金材质","适用于单牙种植修复基台、材质为纯钛或钛合金","个",150,"ea7f5910-23a4-11ed-9447-b4055d63f15c","a2f043f8-32dd-11ec-921a-0050568f9c84","国械注进20163172515","基台及配件 Abutment and accessories","韩国沃兰牙科器械有限公司WARANTEC CO., Ltd.","士卓曼（中国）投资有限公司","bda933e1-3af5-11ec-921a-0050568f9c84","基台及配件","内八角通用一体式基台 Ø4.95×GH2mm×AH5mm","IUSB5025","钛合金","C0702021380100116159","C07020213801001161590000264"]
[186,"J08120002","WARANTEC四级纯钛种植体系统","四级纯钛种植体产品系统","士卓曼（中国）投资有限公司","韩国沃兰牙科器械有限公司 WARANTEC CO.,Ltd.","修复基台（单牙）","国械注进20163172515","基台及配件 Abutment and accessories","国械注进20163632515","包含注册证下相关部件纯钛或钛合金材质","适用于单牙种植修复基台、材质为纯钛或钛合金","个",150,"ea807710-23a4-11ed-9447-b4055d63f15c","a2f043f8-32dd-11ec-921a-0050568f9c84","国械注进20163172515","基台及配件 Abutment and accessories","韩国沃兰牙科器械有限公司WARANTEC CO., Ltd.","士卓曼（中国）投资有限公司","bda933e1-3af5-11ec-921a-0050568f9c84","基台及配件","内八角通用一体式基台 Ø4.95×GH5mm×AH5mm","IUSB5055","钛合金","C0702021380100116159","C07020213801001161590000287"]
[186,"J08120002","WARANTEC四级纯钛种植体系统","四级纯钛种植体产品系统","士卓曼（中国）投资有限公司","韩国沃兰牙科器械有限公司 WARANTEC CO.,Ltd.","修复基台（单牙）","国械注进20163172515","基台及配件 Abutment and accessories","国械注进20163632515","包含注册证下相关部件纯钛或钛合金材质","适用于单牙种植修复基台、材质为纯钛或钛合金","个",150,"ea816e03-23a4-11ed-9447-b4055d63f15c","a2f043f8-32dd-11ec-921a-0050568f9c84","国械注进20163172515","基台及配件 Abutment and accessories","韩国沃兰牙科器械有限公司WARANTEC CO., Ltd.","士卓曼（中国）投资有限公司","bda933e1-3af5-11ec-921a-0050568f9c84","基台及配件","内八角通用直形基台 Ø4.95×GH1mm×AH5mm","IUSB5015H","钛合金","C0702021380100116159","C07020213801001161590000314"]
[186,"J08120002","WARANTEC四级纯钛种植体系统","四级纯钛种植体产品系统","士卓曼（中国）投资有限公司","韩国沃兰牙科器械有限公司 WARANTEC CO.,Ltd.","修复基台（单牙）","国械注进20163172515","基台及配件 Abutment and accessories","国械注进20163632515","包含注册证下相关部件纯钛或钛合金材质","适用于单牙种植修复基台、材质为纯钛或钛合金","个",150,"ea8204dc-23a4-11ed-9447-b4055d63f15c","a2f043f8-32dd-11ec-921a-0050568f9c84","国械注进20163172515","基台及配件 Abutment and accessories","韩国沃兰牙科器械有限公司WARANTEC CO., Ltd.","士卓曼（中国）投资有限公司","bda933e1-3af5-11ec-921a-0050568f9c84","基台及配件","通用直形基台 Ø5.95×GH2mm×AH5mm","IUSB6025N","钛合金","C0702021380100116159","C07020213801001161590000333"]
[186,"J08120002","WARANTEC四级纯钛种植体系统","四级纯钛种植体产品系统","士卓曼（中国）投资有限公司","韩国沃兰牙科器械有限公司 WARANTEC CO.,Ltd.","修复基台（单牙）","国械注进20163172515","基台及配件 Abutment and accessories","国械注进20163632515","包含注册证下相关部件纯钛或钛合金材质","适用于单牙种植修复基台、材质为纯钛或钛合金","个",150,"ea82d6a6-23a4-11ed-9447-b4055d63f15c","a2f043f8-32dd-11ec-921a-0050568f9c84","国械注进20163172515","基台及配件 Abutment and accessories","韩国沃兰牙科器械有限公司WARANTEC CO., Ltd.","士卓曼（中国）投资有限公司","bda933e1-3af5-11ec-921a-0050568f9c84","基台及配件","内八角通用直形基台 Ø3.95×GH2mm×AH7mm","IUSB4027HA","钛合金","C0702021380100116159","C07020213801001161590000355"]
[186,"J08120002","WARANTEC四级纯钛种植体系统","四级纯钛种植体产品系统","士卓曼（中国）投资有限公司","韩国沃兰牙科器械有限公司 WARANTEC CO.,Ltd.","修复基台（单牙）","国械注进20163172515","基台及配件 Abutment and accessories","国械注进20163632515","包含注册证下相关部件纯钛或钛合金材质","适用于单牙种植修复基台、材质为纯钛或钛合金","个",150,"ea837ee6-23a4-11ed-9447-b4055d63f15c","a2f043f8-32dd-11ec-921a-0050568f9c84","国械注进20163172515","基台及配件 Abutment and accessories","韩国沃兰牙科器械有限公司WARANTEC CO., Ltd.","士卓曼（中国）投资有限公司","bda933e1-3af5-11ec-921a-0050568f9c84","基台及配件","内八角通用直形基台 Ø4.95×GH1mm×AH7mm","IUSB5017H","钛合金","C0702021380100116159","C07020213801001161590000368"]
[186,"J08120002","WARANTEC四级纯钛种植体系统","四级纯钛种植体产品系统","士卓曼（中国）投资有限公司","韩国沃兰牙科器械有限公司 WARANTEC CO.,Ltd.","修复基台（单牙）","国械注进20163172515","基台及配件 Abutment and accessories","国械注进20163632515","包含注册证下相关部件纯钛或钛合金材质","适用于单牙种植修复基台、材质为纯钛或钛合金","个",150,"ea83d80d-23a4-11ed-9447-b4055d63f15c","a2f043f8-32dd-11ec-921a-0050568f9c84","国械注进20163172515","基台及配件 Abutment and accessories","韩国沃兰牙科器械有限公司WARANTEC CO., Ltd.","士卓曼（中国）投资有限公司","bda933e1-3af5-11ec-921a-0050568f9c84","基台及配件","内八角通用一体式基台 Ø4.95×GH3mm×AH5mm","IUSB5035","钛合金","C0702021380100116159","C07020213801001161590000379"]
[186,"J08120002","WARANTEC四级纯钛种植体系统","四级纯钛种植体产品系统","士卓曼（中国）投资有限公司","韩国沃兰牙科器械有限公司 WARANTEC CO.,Ltd.","修复基台（单牙）","国械注进20163172515","基台及配件 Abutment and accessories","国械注进20163632515","包含注册证下相关部件纯钛或钛合金材质","适用于单牙种植修复基台、材质为纯钛或钛合金","个",150,"ea847ec2-23a4-11ed-9447-b4055d63f15c","a2f043f8-32dd-11ec-921a-0050568f9c84","国械注进20163172515","基台及配件 Abutment and accessories","韩国沃兰牙科器械有限公司WARANTEC CO., Ltd.","士卓曼（中国）投资有限公司","bda933e1-3af5-11ec-921a-0050568f9c84","基台及配件","通用直形基台  Ø4.5×GH1mm×AH1.0mm","IUZA4510N","钛合金","C0702021380100116159","C07020213801001161590000401"]
[186,"J08120002","WARANTEC四级纯钛种植体系统","四级纯钛种植体产品系统","士卓曼（中国）投资有限公司","韩国沃兰牙科器械有限公司 WARANTEC CO.,Ltd.","修复基台（单牙）","国械注进20163172515","基台及配件 Abutment and accessories","国械注进20163632515","包含注册证下相关部件纯钛或钛合金材质","适用于单牙种植修复基台、材质为纯钛或钛合金","个",150,"ea852f97-23a4-11ed-9447-b4055d63f15c","a2f043f8-32dd-11ec-921a-0050568f9c84","国械注进20163172515","基台及配件 Abutment and accessories","韩国沃兰牙科器械有限公司WARANTEC CO., Ltd.","士卓曼（中国）投资有限公司","bda933e1-3af5-11ec-921a-0050568f9c84","基台及配件","内八角通用直形基台 Ø5.95×GH6mm×AH5mm","IUSB6065H","钛合金","C0702021380100116159","C07020213801001161590000428"]
[181,"J08120001","T-plus四级纯钛种植体系统","四级纯钛种植体产品系统","士卓曼（中国）投资有限公司","台湾美佳境股份有限公司","转移杆","国械备20160679号","转移帽",null,"包含注册证下相关部件所有材质","不区分材质","个",110,"a50a730f-d920-11e9-953f-fa163e0a8baf","ee39a1e6-7503-44d5-9872-dcc1043bcd81","国械备20160679号","转移帽","台灣美佳境股份有限公司","士卓曼（中国）投资有限公司","cc2f1a43-0a13-11ea-99e3-fa163e0a8baf","转移帽","转移帽","ASTIPR100L","高分子材料","C0702041390200216159","C07020413902002161590000033"]
[181,"J08120001","T-plus四级纯钛种植体系统","四级纯钛种植体产品系统","士卓曼（中国）投资有限公司","台湾美佳境股份有限公司","转移杆","国械备20160679号","转移帽",null,"包含注册证下相关部件所有材质","不区分材质","个",110,"a50ab88d-d920-11e9-953f-fa163e0a8baf","ee39a1e6-7503-44d5-9872-dcc1043bcd81","国械备20160679号","转移帽","台灣美佳境股份有限公司","士卓曼（中国）投资有限公司","cc2f1a43-0a13-11ea-99e3-fa163e0a8baf","转移帽","转移帽","EXIC003","高分子材料","C0702041390200216159","C07020413902002161590000052"]
[181,"J08120001","T-plus四级纯钛种植体系统","四级纯钛种植体产品系统","士卓曼（中国）投资有限公司","台湾美佳境股份有限公司","转移杆","国械备20160679号","转移帽",null,"包含注册证下相关部件所有材质","不区分材质","个",110,"a50a5ff1-d920-11e9-953f-fa163e0a8baf","ee39a1e6-7503-44d5-9872-dcc1043bcd81","国械备20160679号","转移帽","台灣美佳境股份有限公司","士卓曼（中国）投资有限公司","d432c95a-d7a5-11e9-953f-fa163e0a8baf","转移帽","转移帽","ISPC701","高分子材料","C0702041390100216159","C07020413901002161590000006"]
[181,"J08120001","T-plus四级纯钛种植体系统","四级纯钛种植体产品系统","士卓曼（中国）投资有限公司","台湾美佳境股份有限公司","转移杆","国械备20160679号","转移帽",null,"包含注册证下相关部件所有材质","不区分材质","个",110,"a50ad08e-d920-11e9-953f-fa163e0a8baf","ee39a1e6-7503-44d5-9872-dcc1043bcd81","国械备20160679号","转移帽","台灣美佳境股份有限公司","士卓曼（中国）投资有限公司","d432c95a-d7a5-11e9-953f-fa163e0a8baf","转移帽","转移帽","ISPC403","高分子材料","C0702041390100216159","C07020413901002161590000035"]
[173,"J08120001","T-plus四级纯钛种植体系统","四级纯钛种植体产品系统","士卓曼（中国）投资有限公司","台湾美佳境股份有限公司","种植体（含覆盖螺丝）","国械注许20163170111","纯钛牙种植体","国械注许20163630111","四级纯钛","不含临时种植体、穿颧种植体和一段式种植体。","个",450,"b3da8c88-d177-11e9-953f-fa163e0a8baf","0401906c-4860-11ec-921a-0050568f9c84","国械注许20163170111","纯钛牙种植体","台湾美佳境股份有限公司","士卓曼（中国）投资有限公司","ab6e3c81-3636-4598-965e-f31b8e66df13","纯钛牙种植体","牙种植体/内连接","FMFI3408H","纯钛TA4","C0702011370100116159","C07020113701001161590000059"]
[173,"J08120001","T-plus四级纯钛种植体系统","四级纯钛种植体产品系统","士卓曼（中国）投资有限公司","台湾美佳境股份有限公司","种植体（含覆盖螺丝）","国械注许20163170111","纯钛牙种植体","国械注许20163630111","四级纯钛","不含临时种植体、穿颧种植体和一段式种植体。","个",450,"b3dab3eb-d177-11e9-953f-fa163e0a8baf","0401906c-4860-11ec-921a-0050568f9c84","国械注许20163170111","纯钛牙种植体","台湾美佳境股份有限公司","士卓曼（中国）投资有限公司","ab6e3c81-3636-4598-965e-f31b8e66df13","纯钛牙种植体","牙种植体/内连接","FMFI4812H","纯钛TA4","C0702011370100116159","C07020113701001161590000074"]
[13,"J01150001","TS SA种植体系统","四级纯钛种植体产品系统","奥齿泰（北京）商贸有限公司","奥齿泰种植体有限责任公司Osstem Implant Co.,Ltd.","修复基台（单牙）","国械注进20153171160","基台系统 TiN Coating Abutment System","国械注进20153631160","包含注册证下相关部件纯钛或钛合金材质","适用于单牙种植修复基台、材质为纯钛或钛合金","个",106,"2e0d1fd9-7228-11ea-948d-fa163e0a8baf","121f639e-6f07-11ea-948d-fa163e0a8baf","国械注进20153171160","基台系统 TiN Coating Abutment System","奥齿泰种植体有限责任公司 Osstem Implant Co., Ltd.","奥齿泰（北京）商贸有限公司","01d60a9d-70b4-11ea-948d-fa163e0a8baf","基台系统-基台","常规型，直径：6mm，穿龈高度：4mm，非六角","GSAA6040NWH","钛合金，氮化钛涂层","C0702021380100108491","C07020213801001084910000052"]
[13,"J01150001","TS SA种植体系统","四级纯钛种植体产品系统","奥齿泰（北京）商贸有限公司","奥齿泰种植体有限责任公司Osstem Implant Co.,Ltd.","修复基台（单牙）","国械注进20153171160","基台系统 TiN Coating Abutment System","国械注进20153631160","包含注册证下相关部件纯钛或钛合金材质","适用于单牙种植修复基台、材质为纯钛或钛合金","个",106,"d5474dcd-722d-11ea-948d-fa163e0a8baf","121f639e-6f07-11ea-948d-fa163e0a8baf","国械注进20153171160","基台系统 TiN Coating Abutment System","奥齿泰种植体有限责任公司 Osstem Implant Co., Ltd.","奥齿泰（北京）商贸有限公司","01d60a9d-70b4-11ea-948d-fa163e0a8baf","基台系统-基台","常规型，直径：6mm，基台高度：4mm，穿龈高度：4mm","GSTA6440WH","钛合金，氮化钛涂层","C0702021380100108491","C07020213801001084910000101"]
[13,"J01150001","TS SA种植体系统","四级纯钛种植体产品系统","奥齿泰（北京）商贸有限公司","奥齿泰种植体有限责任公司Osstem Implant Co.,Ltd.","修复基台（单牙）","国械注进20153171160","基台系统 TiN Coating Abutment System","国械注进20153631160","包含注册证下相关部件纯钛或钛合金材质","适用于单牙种植修复基台、材质为纯钛或钛合金","个",106,"d5479090-722d-11ea-948d-fa163e0a8baf","121f639e-6f07-11ea-948d-fa163e0a8baf","国械注进20153171160","基台系统 TiN Coating Abutment System","奥齿泰种植体有限责任公司 Osstem Implant Co., Ltd.","奥齿泰（北京）商贸有限公司","01d60a9d-70b4-11ea-948d-fa163e0a8baf","基台系统-基台","常规型，直径：6mm，基台高度：5.5mm，穿龈高度：4mm，非六角","GSTA6640NWH","钛合金，氮化钛涂层","C0702021380100108491","C07020213801001084910000124"]
[13,"J01150001","TS SA种植体系统","四级纯钛种植体产品系统","奥齿泰（北京）商贸有限公司","奥齿泰种植体有限责任公司Osstem Implant Co.,Ltd.","修复基台（单牙）","国械注进20153171160","基台系统 TiN Coating Abutment System","国械注进20153631160","包含注册证下相关部件纯钛或钛合金材质","适用于单牙种植修复基台、材质为纯钛或钛合金","个",106,"d547b3d2-722d-11ea-948d-fa163e0a8baf","121f639e-6f07-11ea-948d-fa163e0a8baf","国械注进20153171160","基台系统 TiN Coating Abutment System","奥齿泰种植体有限责任公司 Osstem Implant Co., Ltd.","奥齿泰（北京）商贸有限公司","01d60a9d-70b4-11ea-948d-fa163e0a8baf","基台系统-基台","常规型，直径：6mm，基台高度：4mm，穿龈高度：3mm","GSTA6430WH","钛合金，氮化钛涂层","C0702021380100108491","C07020213801001084910000138"]
[13,"J01150001","TS SA种植体系统","四级纯钛种植体产品系统","奥齿泰（北京）商贸有限公司","奥齿泰种植体有限责任公司Osstem Implant Co.,Ltd.","修复基台（单牙）","国械注进20153171160","基台系统 TiN Coating Abutment System","国械注进20153631160","包含注册证下相关部件纯钛或钛合金材质","适用于单牙种植修复基台、材质为纯钛或钛合金","个",106,"d5480a90-722d-11ea-948d-fa163e0a8baf","121f639e-6f07-11ea-948d-fa163e0a8baf","国械注进20153171160","基台系统 TiN Coating Abutment System","奥齿泰种植体有限责任公司 Osstem Implant Co., Ltd.","奥齿泰（北京）商贸有限公司","01d60a9d-70b4-11ea-948d-fa163e0a8baf","基台系统-基台","常规型，直径：6mm，基台高度：5.5mm，穿龈高度：2mm","GSTA6620WH","钛合金，氮化钛涂层","C0702021380100108491","C07020213801001084910000163"]
[13,"J01150001","TS SA种植体系统","四级纯钛种植体产品系统","奥齿泰（北京）商贸有限公司","奥齿泰种植体有限责任公司Osstem Implant Co.,Ltd.","修复基台（单牙）","国械注进20153171160","基台系统 TiN Coating Abutment System","国械注进20153631160","包含注册证下相关部件纯钛或钛合金材质","适用于单牙种植修复基台、材质为纯钛或钛合金","个",106,"d54829cf-722d-11ea-948d-fa163e0a8baf","121f639e-6f07-11ea-948d-fa163e0a8baf","国械注进20153171160","基台系统 TiN Coating Abutment System","奥齿泰种植体有限责任公司 Osstem Implant Co., Ltd.","奥齿泰（北京）商贸有限公司","01d60a9d-70b4-11ea-948d-fa163e0a8baf","基台系统-基台","常规型，直径：5mm，基台高度：4mm，穿龈高度：5mm","GSTA5450WH","钛合金，氮化钛涂层","C0702021380100108491","C07020213801001084910000175"]
[13,"J01150001","TS SA种植体系统","四级纯钛种植体产品系统","奥齿泰（北京）商贸有限公司","奥齿泰种植体有限责任公司Osstem Implant Co.,Ltd.","修复基台（单牙）","国械注进20153171160","基台系统 TiN Coating Abutment System","国械注进20153631160","包含注册证下相关部件纯钛或钛合金材质","适用于单牙种植修复基台、材质为纯钛或钛合金","个",106,"f8a95b35-7228-11ea-948d-fa163e0a8baf","121f639e-6f07-11ea-948d-fa163e0a8baf","国械注进20153171160","基台系统 TiN Coating Abutment System","奥齿泰种植体有限责任公司 Osstem Implant Co., Ltd.","奥齿泰（北京）商贸有限公司","01d60a9d-70b4-11ea-948d-fa163e0a8baf","基台系统-基台","常规型，直径：6mm，穿龈高度：3mm","GSFA6030WH","钛合金，氮化钛涂层","C0702021380100108491","C07020213801001084910000206"]
[20,"J01150001","TS SA种植体系统","四级纯钛种植体产品系统","奥齿泰（北京）商贸有限公司","奥齿泰种植体有限责任公司Osstem Implant Co.,Ltd.","修复基台（单牙）","国械注进20153171162","基台系统 Non-coating Abutment System","国械注进20153631162","包含注册证下相关部件纯钛或钛合金材质","适用于单牙种植修复基台、材质为纯钛或钛合金","个",106,"5bbbebfc-7083-11ed-9447-b4055d63f15c","c3830e36-6f0a-11ea-948d-fa163e0a8baf","国械注进20153171162","基台系统 Non-coating Abutment System","奥齿泰种植体有限责任公司Osstem Implant Co.,Ltd.","奥齿泰（北京）商贸有限公司","44a4c208-7081-11ed-9447-b4055d63f15c","基台系统-正式基台","标准型，直径：4.3mm，长度：7mm","SSCA487TH","钛合金，无表面处理","C0702021380100108491","C07020213801001084910000234"]
[14,"J01150001","TS SA种植体系统","四级纯钛种植体产品系统","奥齿泰（北京）商贸有限公司","奥齿泰种植体有限责任公司Osstem Implant Co.,Ltd.","愈合基台","国械注进20153171162","基台系统 Non-coating Abutment System","国械注进20153631162","包含注册证下相关部件所有材质","不区分材质","个",27,"ff9c5fb5-7230-11ea-948d-fa163e0a8baf","c3830e36-6f0a-11ea-948d-fa163e0a8baf","国械注进20153171162","基台系统 Non-coating Abutment System","奥齿泰种植体有限责任公司Osstem Implant Co.,Ltd.","奥齿泰（北京）商贸有限公司","a2a2a2bc982211ecb3f890e2ba8d9d30","基台系统","（迷你型，直径：4.8mm，穿龈高度：5mm）迷你型，直径：4.5mm，穿龈高度：5mm","TSHA455M","纯钛3级，无表面处理、螺钉（钛合金，碳化钨涂层）","C0702031380300008491","C07020313803000084910000027"]
[14,"J01150001","TS SA种植体系统","四级纯钛种植体产品系统","奥齿泰（北京）商贸有限公司","奥齿泰种植体有限责任公司Osstem Implant Co.,Ltd.","愈合基台","国械注进20153171162","基台系统 Non-coating Abutment System","国械注进20153631162","包含注册证下相关部件所有材质","不区分材质","个",27,"ff9c6e93-7230-11ea-948d-fa163e0a8baf","c3830e36-6f0a-11ea-948d-fa163e0a8baf","国械注进20153171162","基台系统 Non-coating Abutment System","奥齿泰种植体有限责任公司Osstem Implant Co.,Ltd.","奥齿泰（北京）商贸有限公司","a2a2a2bc982211ecb3f890e2ba8d9d30","基台系统","（常规型，直径：5.3mm，穿龈高度：7mm）常规型，直径：5mm，穿龈高度：7mm","TSHA507R","纯钛3级，无表面处理、螺钉（钛合金，碳化钨涂层）","C0702031380300008491","C07020313803000084910000032"]
[12,"J01150001","TS SA种植体系统","四级纯钛种植体产品系统","奥齿泰（北京）商贸有限公司","奥齿泰种植体有限责任公司Osstem Implant Co.,Ltd.","种植体（含覆盖螺丝）","国械注进20153172257","种植体系统OsstemImplant System","国械注进20153632257","四级纯钛","不含临时种植体、穿颧种植体和一段式种植体。","个",585,"81867f37-fe31-11ea-bf70-fa163e0a8baf","2c5088b2-fca5-11ea-bf70-fa163e0a8baf","国械注进20153172257","种植体系统OsstemImplant System","奥齿泰种植体有限责任公司Osstem Implant Co.,Ltd.","奥齿泰（北京）商贸有限公司","c1b4474b-fe30-11ea-bf70-fa163e0a8baf","种植体系统","（直径A：4.25mm，长度B：7mm）直径：4.2mm，长度：7mm","TS3S4007S","纯钛","C0702011370100108491","C07020113701001084910000086"]
[16,"J01150001","TS SA种植体系统","四级纯钛种植体产品系统","奥齿泰（北京）商贸有限公司","奥齿泰种植体有限责任公司Osstem Implant Co.,Ltd.","种植体（含覆盖螺丝）","国械注进20163172518","种植体系统TS SA Implant","国械注进20163632518","四级纯钛","不含临时种植体、穿颧种植体和一段式种植体。","个",585,"b8d66c65-b7aa-11eb-a006-0050568f9c84","34feeaa5-b300-11eb-a006-0050568f9c84","国械注进20163172518","种植体系统TS SA Implant","奥齿泰种植体有限责任公司Osstem Implant Co.,Ltd.","奥齿泰（北京）商贸有限公司","e0c1e2f5-b6e5-11eb-a006-0050568f9c84","种植体系统-种植体","直径：5.95mm，长度：6.2mm","TS3S6006S","纯钛","C0702011370100108491","C07020113701001084910000270"]
[18,"J01150001","TS SA种植体系统","四级纯钛种植体产品系统","奥齿泰（北京）商贸有限公司","奥齿泰种植体有限责任公司Osstem Implant Co.,Ltd.","转移杆","国械备20160086号","转移帽 Impression Coping",null,"包含注册证下相关部件所有材质","不区分材质","个",31,"0c82ad36-7afd-11ea-80a3-fa163e0a8baf","8187ae14-faaa-4c27-888a-9302223ddf83","国械备20160086号","转移帽 Impression Coping","Osstem Implant Co., Ltd.","奥齿泰（北京）商贸有限公司","a2f55f6b982211ecb3f890e2ba8d9d30","转移帽","（A:6.5mm,B:9.35mm）宽型，直径：6mm,长度：9.5mm","SSCTIS600","铝合金、钛合金和高分子材料","C0702041390200208491","C07020413902002084910000011"]
[18,"J01150001","TS SA种植体系统","四级纯钛种植体产品系统","奥齿泰（北京）商贸有限公司","奥齿泰种植体有限责任公司Osstem Implant Co.,Ltd.","转移杆","国械备20160086号","转移帽 Impression Coping",null,"包含注册证下相关部件所有材质","不区分材质","个",31,"7ddfab5a-7afa-11ea-80a3-fa163e0a8baf","8187ae14-faaa-4c27-888a-9302223ddf83","国械备20160086号","转移帽 Impression Coping","Osstem Implant Co., Ltd.","奥齿泰（北京）商贸有限公司","a2f55f6b982211ecb3f890e2ba8d9d30","转移帽","（A:5.0mm,B:6.5mm）开口式转移帽，常规型，直径：5mm，转移杆长度15mm","GSPIS5015","铝合金、钛合金和高分子材料","C0702041390200208491","C07020413902002084910000017"]
[18,"J01150001","TS SA种植体系统","四级纯钛种植体产品系统","奥齿泰（北京）商贸有限公司","奥齿泰种植体有限责任公司Osstem Implant Co.,Ltd.","转移杆","国械备20160086号","转移帽 Impression Coping",null,"包含注册证下相关部件所有材质","不区分材质","个",31,"7de014d4-7afa-11ea-80a3-fa163e0a8baf","8187ae14-faaa-4c27-888a-9302223ddf83","国械备20160086号","转移帽 Impression Coping","Osstem Implant Co., Ltd.","奥齿泰（北京）商贸有限公司","a2f55f6b982211ecb3f890e2ba8d9d30","转移帽","（A:4.0mm,B:14mm）闭口式转移帽，常规型，直径：4mm，转移杆长度14mm","GSTIS4014","铝合金、钛合金和高分子材料","C0702041390200208491","C07020413902002084910000040"]
[145,"J05100001","雅定种植系统","钛合金种植体产品系统","广州市红实商贸有限公司","雅定种植系统有限公司ADIN DENTAL IMPLANT SYSTEMS LTD","转移杆","国械备20161183号","转移帽 Impression Coping",null,"包含注册证下相关部件所有材质","不区分材质","个",78,"3f66e241-2a17-11eb-ac2d-fa163e0a8baf","0A750F50-351B-4366-A64E-5936C5DC793A","国械备20161183号","转移帽","雅定种植系统有限公司ADIN DENTAL IMPLANT SYSTEMS LTD.","广州市红实商贸有限公司","edf5558b-2a16-11eb-ac2d-fa163e0a8baf","转移帽","闭合式转移杆9 mm","RS5509","钛","C0702041390200208628","C07020413902002086280000005","7290105155856"]
[139,"J05100001","雅定种植系统","钛合金种植体产品系统","广州市红实商贸有限公司","雅定种植系统有限公司ADIN DENTAL IMPLANT SYSTEMS LTD","种植体（含覆盖螺丝）","国械注进20153173147","种植体系统","国械注进20153633147","钛合金","不含临时种植体、穿颧种植体和一段式种植体。","个",695,"3c2e0c19-2a0e-11eb-ac2d-fa163e0a8baf","c0a39889-2561-11eb-bf70-fa163e0a8baf","国械注进20153173147","种植体系统","雅定种植系统有限公司ADIN DENTAL IMPLANT SYSTEMS LTD.","广州市红实商贸有限公司","fbe92911-2a0a-11eb-ac2d-fa163e0a8baf","种植体系统-种植体","OS牙科种植体 3.75D 11.5L","ISF1138","钛合金","C0702011370200108628","C07020113702001086280000007","7290105151414"]
[139,"J05100001","雅定种植系统","钛合金种植体产品系统","广州市红实商贸有限公司","雅定种植系统有限公司ADIN DENTAL IMPLANT SYSTEMS LTD","种植体（含覆盖螺丝）","国械注进20153173147","种植体系统","国械注进20153633147","钛合金","不含临时种植体、穿颧种植体和一段式种植体。","个",695,"b8b505be-2a0e-11eb-ac2d-fa163e0a8baf","c0a39889-2561-11eb-bf70-fa163e0a8baf","国械注进20153173147","种植体系统","雅定种植系统有限公司ADIN DENTAL IMPLANT SYSTEMS LTD.","广州市红实商贸有限公司","fbe92911-2a0a-11eb-ac2d-fa163e0a8baf","种植体系统-种植体","OS牙科种植体 4.2D 18L","ISF1842","钛合金","C0702011370200108628","C07020113702001086280000016","7290105151575"]
[144,"J05100001","雅定种植系统","钛合金种植体产品系统","广州市红实商贸有限公司","雅定种植系统有限公司ADIN DENTAL IMPLANT SYSTEMS LTD","转移杆","国械备20210201号","种植辅助材料",null,"包含注册证下相关部件所有材质","不区分材质","个",78,"8c8347b6-ba0c-11eb-a006-0050568f9c84","56b36d27-9da4-11eb-ac1c-fa163e311f19","国械备20210201号","种植辅助材料","雅定种植系统有限公司ADIN DENTAL IMPLANT SYSTEMS LTD","广州市红实商贸有限公司","a30cb2db982211ecb3f890e2ba8d9d30","印模转移杆","UNP Open Tray Transfer4.0mmD*14mmL","UNP5514","钛","C0702041390200208628","C07020413902002086280000020","7290105158314"]
[247,"S09940001","I号种植体系统","钛合金种植体产品系统","北京大清西格科技有限公司","北京大清西格科技有限公司","愈合基台","国械注准20173170013","种植体系统","国械注准20173630013","包含注册证下相关部件所有材质","不区分材质","个",19,"2bb82242-c483-11ec-a4e1-90e2ba8d9d30","6b1b55cf-90ae-11ec-b3f8-90e2ba8d9d30","国械注准20173170013","种植体系统","北京大清西格科技有限公司","北京大清西格科技有限公司","10b82d2c-c483-11ec-a4e1-90e2ba8d9d30","种植体系统-愈合基台","Φ7.3×4.0×11.8R","Φ7.3×4.0×11.8R","钛合金","C0702031380100006126","C07020313801000061260000051"]
[247,"S09940001","I号种植体系统","钛合金种植体产品系统","北京大清西格科技有限公司","北京大清西格科技有限公司","愈合基台","国械注准20173170013","种植体系统","国械注准20173630013","包含注册证下相关部件所有材质","不区分材质","个",19,"2bb8c39d-c483-11ec-a4e1-90e2ba8d9d30","6b1b55cf-90ae-11ec-b3f8-90e2ba8d9d30","国械注准20173170013","种植体系统","北京大清西格科技有限公司","北京大清西格科技有限公司","10b82d2c-c483-11ec-a4e1-90e2ba8d9d30","种植体系统-愈合基台","Φ6.5×5.0×12.8R","Φ6.5×5.0×12.8R","钛合金","C0702031380100006126","C07020313801000061260000062"]
[247,"S09940001","I号种植体系统","钛合金种植体产品系统","北京大清西格科技有限公司","北京大清西格科技有限公司","愈合基台","国械注准20173170013","种植体系统","国械注准20173630013","包含注册证下相关部件所有材质","不区分材质","个",19,"2bba631a-c483-11ec-a4e1-90e2ba8d9d30","6b1b55cf-90ae-11ec-b3f8-90e2ba8d9d30","国械注准20173170013","种植体系统","北京大清西格科技有限公司","北京大清西格科技有限公司","10b82d2c-c483-11ec-a4e1-90e2ba8d9d30","种植体系统-愈合基台","Φ4.8×3.0×10.8R","Φ4.8×3.0×10.8R","钛合金","C0702031380100006126","C07020313801000061260000081"]
[246,"S09940001","I号种植体系统","钛合金种植体产品系统","北京大清西格科技有限公司","北京大清西格科技有限公司","修复基台（单牙）","国械注准20173170013","种植体系统","国械注准20173630013","包含注册证下相关部件纯钛或钛合金材质","适用于单牙种植修复基台、材质为纯钛或钛合金","个",42,"a8a9f469-4939-11ed-9447-b4055d63f15c","6b1b55cf-90ae-11ec-b3f8-90e2ba8d9d30","国械注准20173170013","种植体系统","北京大清西格科技有限公司","北京大清西格科技有限公司","1dafd6bf-490b-11ed-9447-b4055d63f15c","种植体系统-基台","Φ5.3×3.0×4.0HR","直基台","钛合金","C0702021380100106126","C07020213801001061260000505"]
[246,"S09940001","I号种植体系统","钛合金种植体产品系统","北京大清西格科技有限公司","北京大清西格科技有限公司","修复基台（单牙）","国械注准20173170013","种植体系统","国械注准20173630013","包含注册证下相关部件纯钛或钛合金材质","适用于单牙种植修复基台、材质为纯钛或钛合金","个",42,"a8ab5829-4939-11ed-9447-b4055d63f15c","6b1b55cf-90ae-11ec-b3f8-90e2ba8d9d30","国械注准20173170013","种植体系统","北京大清西格科技有限公司","北京大清西格科技有限公司","1dafd6bf-490b-11ed-9447-b4055d63f15c","种植体系统-基台","φ5.8×4.0×20°HAR","角度基台","钛合金","C0702021380100106126","C07020213801001061260000530"]
[246,"S09940001","I号种植体系统","钛合金种植体产品系统","北京大清西格科技有限公司","北京大清西格科技有限公司","修复基台（单牙）","国械注准20173170013","种植体系统","国械注准20173630013","包含注册证下相关部件纯钛或钛合金材质","适用于单牙种植修复基台、材质为纯钛或钛合金","个",42,"a8ac693d-4939-11ed-9447-b4055d63f15c","6b1b55cf-90ae-11ec-b3f8-90e2ba8d9d30","国械注准20173170013","种植体系统","北京大清西格科技有限公司","北京大清西格科技有限公司","1dafd6bf-490b-11ed-9447-b4055d63f15c","种植体系统-基台","Φ5.3×4.0×5.5HR","直基台","钛合金","C0702021380100106126","C07020213801001061260000551"]
[246,"S09940001","I号种植体系统","钛合金种植体产品系统","北京大清西格科技有限公司","北京大清西格科技有限公司","修复基台（单牙）","国械注准20173170013","种植体系统","国械注准20173630013","包含注册证下相关部件纯钛或钛合金材质","适用于单牙种植修复基台、材质为纯钛或钛合金","个",42,"a8ad1d78-4939-11ed-9447-b4055d63f15c","6b1b55cf-90ae-11ec-b3f8-90e2ba8d9d30","国械注准20173170013","种植体系统","北京大清西格科技有限公司","北京大清西格科技有限公司","1dafd6bf-490b-11ed-9447-b4055d63f15c","种植体系统-基台","Φ5.8×5.0×5.5HR","直基台","钛合金","C0702021380100106126","C07020213801001061260000561"]
[246,"S09940001","I号种植体系统","钛合金种植体产品系统","北京大清西格科技有限公司","北京大清西格科技有限公司","修复基台（单牙）","国械注准20173170013","种植体系统","国械注准20173630013","包含注册证下相关部件纯钛或钛合金材质","适用于单牙种植修复基台、材质为纯钛或钛合金","个",42,"a8ae5445-4939-11ed-9447-b4055d63f15c","6b1b55cf-90ae-11ec-b3f8-90e2ba8d9d30","国械注准20173170013","种植体系统","北京大清西格科技有限公司","北京大清西格科技有限公司","1dafd6bf-490b-11ed-9447-b4055d63f15c","种植体系统-基台","Φ5.5×3.0×7.0HR","直基台","钛合金","C0702021380100106126","C07020213801001061260000578"]
[246,"S09940001","I号种植体系统","钛合金种植体产品系统","北京大清西格科技有限公司","北京大清西格科技有限公司","修复基台（单牙）","国械注准20173170013","种植体系统","国械注准20173630013","包含注册证下相关部件纯钛或钛合金材质","适用于单牙种植修复基台、材质为纯钛或钛合金","个",42,"a8afda61-4939-11ed-9447-b4055d63f15c","6b1b55cf-90ae-11ec-b3f8-90e2ba8d9d30","国械注准20173170013","种植体系统","北京大清西格科技有限公司","北京大清西格科技有限公司","1dafd6bf-490b-11ed-9447-b4055d63f15c","种植体系统-基台","φ4.3×4.0×20°HAR","角度基台","钛合金","C0702021380100106126","C07020213801001061260000605"]
[246,"S09940001","I号种植体系统","钛合金种植体产品系统","北京大清西格科技有限公司","北京大清西格科技有限公司","修复基台（单牙）","国械注准20173170013","种植体系统","国械注准20173630013","包含注册证下相关部件纯钛或钛合金材质","适用于单牙种植修复基台、材质为纯钛或钛合金","个",42,"a8b0743f-4939-11ed-9447-b4055d63f15c","6b1b55cf-90ae-11ec-b3f8-90e2ba8d9d30","国械注准20173170013","种植体系统","北京大清西格科技有限公司","北京大清西格科技有限公司","1dafd6bf-490b-11ed-9447-b4055d63f15c","种植体系统-基台","Φ4.3×5.0×4.0HR","直基台","钛合金","C0702021380100106126","C07020213801001061260000618"]
[246,"S09940001","I号种植体系统","钛合金种植体产品系统","北京大清西格科技有限公司","北京大清西格科技有限公司","修复基台（单牙）","国械注准20173170013","种植体系统","国械注准20173630013","包含注册证下相关部件纯钛或钛合金材质","适用于单牙种植修复基台、材质为纯钛或钛合金","个",42,"a8b225e1-4939-11ed-9447-b4055d63f15c","6b1b55cf-90ae-11ec-b3f8-90e2ba8d9d30","国械注准20173170013","种植体系统","北京大清西格科技有限公司","北京大清西格科技有限公司","1dafd6bf-490b-11ed-9447-b4055d63f15c","种植体系统-基台","φ5.8×5.0×15°HAR","角度基台","钛合金","C0702021380100106126","C07020213801001061260000644"]
[246,"S09940001","I号种植体系统","钛合金种植体产品系统","北京大清西格科技有限公司","北京大清西格科技有限公司","修复基台（单牙）","国械注准20173170013","种植体系统","国械注准20173630013","包含注册证下相关部件纯钛或钛合金材质","适用于单牙种植修复基台、材质为纯钛或钛合金","个",42,"a8b3eb90-4939-11ed-9447-b4055d63f15c","6b1b55cf-90ae-11ec-b3f8-90e2ba8d9d30","国械注准20173170013","种植体系统","北京大清西格科技有限公司","北京大清西格科技有限公司","1dafd6bf-490b-11ed-9447-b4055d63f15c","种植体系统-基台","φ4.8×1.0×15°HAR","角度基台","钛合金","C0702021380100106126","C07020213801001061260000671"]
[246,"S09940001","I号种植体系统","钛合金种植体产品系统","北京大清西格科技有限公司","北京大清西格科技有限公司","修复基台（单牙）","国械注准20173170013","种植体系统","国械注准20173630013","包含注册证下相关部件纯钛或钛合金材质","适用于单牙种植修复基台、材质为纯钛或钛合金","个",42,"a8b55e13-4939-11ed-9447-b4055d63f15c","6b1b55cf-90ae-11ec-b3f8-90e2ba8d9d30","国械注准20173170013","种植体系统","北京大清西格科技有限公司","北京大清西格科技有限公司","1dafd6bf-490b-11ed-9447-b4055d63f15c","种植体系统-基台","Φ5.3×4.0×4.0HR","直基台","钛合金","C0702021380100106126","C07020213801001061260000691"]
[246,"S09940001","I号种植体系统","钛合金种植体产品系统","北京大清西格科技有限公司","北京大清西格科技有限公司","修复基台（单牙）","国械注准20173170013","种植体系统","国械注准20173630013","包含注册证下相关部件纯钛或钛合金材质","适用于单牙种植修复基台、材质为纯钛或钛合金","个",42,"a8b5e1c1-4939-11ed-9447-b4055d63f15c","6b1b55cf-90ae-11ec-b3f8-90e2ba8d9d30","国械注准20173170013","种植体系统","北京大清西格科技有限公司","北京大清西格科技有限公司","1dafd6bf-490b-11ed-9447-b4055d63f15c","种植体系统-基台","Φ5.0×5.0×7.0HR","直基台","钛合金","C0702021380100106126","C07020213801001061260000697"]
[246,"S09940001","I号种植体系统","钛合金种植体产品系统","北京大清西格科技有限公司","北京大清西格科技有限公司","修复基台（单牙）","国械注准20173170013","种植体系统","国械注准20173630013","包含注册证下相关部件纯钛或钛合金材质","适用于单牙种植修复基台、材质为纯钛或钛合金","个",42,"a8b77ad8-4939-11ed-9447-b4055d63f15c","6b1b55cf-90ae-11ec-b3f8-90e2ba8d9d30","国械注准20173170013","种植体系统","北京大清西格科技有限公司","北京大清西格科技有限公司","1dafd6bf-490b-11ed-9447-b4055d63f15c","种植体系统-基台","Φ6.5×3.0×4.0HR","直基台","钛合金","C0702021380100106126","C07020213801001061260000718"]
[246,"S09940001","I号种植体系统","钛合金种植体产品系统","北京大清西格科技有限公司","北京大清西格科技有限公司","修复基台（单牙）","国械注准20173170013","种植体系统","国械注准20173630013","包含注册证下相关部件纯钛或钛合金材质","适用于单牙种植修复基台、材质为纯钛或钛合金","个",42,"a8b98eb4-4939-11ed-9447-b4055d63f15c","6b1b55cf-90ae-11ec-b3f8-90e2ba8d9d30","国械注准20173170013","种植体系统","北京大清西格科技有限公司","北京大清西格科技有限公司","1dafd6bf-490b-11ed-9447-b4055d63f15c","种植体系统-基台","Φ5.8×5.0×4.0HR","直基台","钛合金","C0702021380100106126","C07020213801001061260000746"]
[246,"S09940001","I号种植体系统","钛合金种植体产品系统","北京大清西格科技有限公司","北京大清西格科技有限公司","修复基台（单牙）","国械注准20173170013","种植体系统","国械注准20173630013","包含注册证下相关部件纯钛或钛合金材质","适用于单牙种植修复基台、材质为纯钛或钛合金","个",42,"a8badedd-4939-11ed-9447-b4055d63f15c","6b1b55cf-90ae-11ec-b3f8-90e2ba8d9d30","国械注准20173170013","种植体系统","北京大清西格科技有限公司","北京大清西格科技有限公司","1dafd6bf-490b-11ed-9447-b4055d63f15c","种植体系统-基台","φ5.8×2.0×17°HBR","角度基台","钛合金","C0702021380100106126","C07020213801001061260000763"]
[246,"S09940001","I号种植体系统","钛合金种植体产品系统","北京大清西格科技有限公司","北京大清西格科技有限公司","修复基台（单牙）","国械注准20173170013","种植体系统","国械注准20173630013","包含注册证下相关部件纯钛或钛合金材质","适用于单牙种植修复基台、材质为纯钛或钛合金","个",42,"a8bc166f-4939-11ed-9447-b4055d63f15c","6b1b55cf-90ae-11ec-b3f8-90e2ba8d9d30","国械注准20173170013","种植体系统","北京大清西格科技有限公司","北京大清西格科技有限公司","1dafd6bf-490b-11ed-9447-b4055d63f15c","种植体系统-基台","φ5.3×1.0×20°HAR","角度基台","钛合金","C0702021380100106126","C07020213801001061260000785"]
[246,"S09940001","I号种植体系统","钛合金种植体产品系统","北京大清西格科技有限公司","北京大清西格科技有限公司","修复基台（单牙）","国械注准20173170013","种植体系统","国械注准20173630013","包含注册证下相关部件纯钛或钛合金材质","适用于单牙种植修复基台、材质为纯钛或钛合金","个",42,"a8bccc00-4939-11ed-9447-b4055d63f15c","6b1b55cf-90ae-11ec-b3f8-90e2ba8d9d30","国械注准20173170013","种植体系统","北京大清西格科技有限公司","北京大清西格科技有限公司","1dafd6bf-490b-11ed-9447-b4055d63f15c","种植体系统-基台","φ5.8×3.0×15°HBR","角度基台","钛合金","C0702021380100106126","C07020213801001061260000802"]
[246,"S09940001","I号种植体系统","钛合金种植体产品系统","北京大清西格科技有限公司","北京大清西格科技有限公司","修复基台（单牙）","国械注准20173170013","种植体系统","国械注准20173630013","包含注册证下相关部件纯钛或钛合金材质","适用于单牙种植修复基台、材质为纯钛或钛合金","个",42,"a8be6919-4939-11ed-9447-b4055d63f15c","6b1b55cf-90ae-11ec-b3f8-90e2ba8d9d30","国械注准20173170013","种植体系统","北京大清西格科技有限公司","北京大清西格科技有限公司","1dafd6bf-490b-11ed-9447-b4055d63f15c","种植体系统-基台","φ5.8×4.0×15°HAR","角度基台","钛合金","C0702021380100106126","C07020213801001061260000829"]
[246,"S09940001","I号种植体系统","钛合金种植体产品系统","北京大清西格科技有限公司","北京大清西格科技有限公司","修复基台（单牙）","国械注准20173170013","种植体系统","国械注准20173630013","包含注册证下相关部件纯钛或钛合金材质","适用于单牙种植修复基台、材质为纯钛或钛合金","个",42,"a8bfcae7-4939-11ed-9447-b4055d63f15c","6b1b55cf-90ae-11ec-b3f8-90e2ba8d9d30","国械注准20173170013","种植体系统","北京大清西格科技有限公司","北京大清西格科技有限公司","1dafd6bf-490b-11ed-9447-b4055d63f15c","种植体系统-基台","φ5.3×4.0×20°HAR","角度基台","钛合金","C0702021380100106126","C07020213801001061260000848"]
[246,"S09940001","I号种植体系统","钛合金种植体产品系统","北京大清西格科技有限公司","北京大清西格科技有限公司","修复基台（单牙）","国械注准20173170013","种植体系统","国械注准20173630013","包含注册证下相关部件纯钛或钛合金材质","适用于单牙种植修复基台、材质为纯钛或钛合金","个",42,"a8c07290-4939-11ed-9447-b4055d63f15c","6b1b55cf-90ae-11ec-b3f8-90e2ba8d9d30","国械注准20173170013","种植体系统","北京大清西格科技有限公司","北京大清西格科技有限公司","1dafd6bf-490b-11ed-9447-b4055d63f15c","种植体系统-基台","φ5.8×1.0×15°HBR","角度基台","钛合金","C0702021380100106126","C07020213801001061260000857"]
[246,"S09940001","I号种植体系统","钛合金种植体产品系统","北京大清西格科技有限公司","北京大清西格科技有限公司","修复基台（单牙）","国械注准20173170013","种植体系统","国械注准20173630013","包含注册证下相关部件纯钛或钛合金材质","适用于单牙种植修复基台、材质为纯钛或钛合金","个",42,"a8c19039-4939-11ed-9447-b4055d63f15c","6b1b55cf-90ae-11ec-b3f8-90e2ba8d9d30","国械注准20173170013","种植体系统","北京大清西格科技有限公司","北京大清西格科技有限公司","1dafd6bf-490b-11ed-9447-b4055d63f15c","种植体系统-基台","φ4.8×4.0×15°HBR","角度基台","钛合金","C0702021380100106126","C07020213801001061260000872"]
[246,"S09940001","I号种植体系统","钛合金种植体产品系统","北京大清西格科技有限公司","北京大清西格科技有限公司","修复基台（单牙）","国械注准20173170013","种植体系统","国械注准20173630013","包含注册证下相关部件纯钛或钛合金材质","适用于单牙种植修复基台、材质为纯钛或钛合金","个",42,"a8c2f5bb-4939-11ed-9447-b4055d63f15c","6b1b55cf-90ae-11ec-b3f8-90e2ba8d9d30","国械注准20173170013","种植体系统","北京大清西格科技有限公司","北京大清西格科技有限公司","1dafd6bf-490b-11ed-9447-b4055d63f15c","种植体系统-基台","φ6.5×4.0×20°HAR","角度基台","钛合金","C0702021380100106126","C07020213801001061260000891"]
[246,"S09940001","I号种植体系统","钛合金种植体产品系统","北京大清西格科技有限公司","北京大清西格科技有限公司","修复基台（单牙）","国械注准20173170013","种植体系统","国械注准20173630013","包含注册证下相关部件纯钛或钛合金材质","适用于单牙种植修复基台、材质为纯钛或钛合金","个",42,"a8c565a3-4939-11ed-9447-b4055d63f15c","6b1b55cf-90ae-11ec-b3f8-90e2ba8d9d30","国械注准20173170013","种植体系统","北京大清西格科技有限公司","北京大清西格科技有限公司","1dafd6bf-490b-11ed-9447-b4055d63f15c","种植体系统-基台","φ4.2×2.0×15°HAM","角度基台","钛合金","C0702021380100106126","C07020213801001061260000928"]
[245,"S09940001","I号种植体系统","钛合金种植体产品系统","北京大清西格科技有限公司","北京大清西格科技有限公司","种植体（含覆盖螺丝）","国械注准20173170013","种植体系统","国械注准20173630013","钛合金","不含临时种植体、穿颧种植体和一段式种植体。","个",518,"9128b631-c482-11ec-a4e1-90e2ba8d9d30","6b1b55cf-90ae-11ec-b3f8-90e2ba8d9d30","国械注准20173170013","种植体系统","北京大清西格科技有限公司","北京大清西格科技有限公司","3e8e8c00-c482-11ec-a4e1-90e2ba8d9d30","种植体系统-埋入式种植体(六角连接)","Φ3.6×14","Φ3.6×14","钛合金","C0702011370200106126","C07020113702001061260000022"]
[245,"S09940001","I号种植体系统","钛合金种植体产品系统","北京大清西格科技有限公司","北京大清西格科技有限公司","种植体（含覆盖螺丝）","国械注准20173170013","种植体系统","国械注准20173630013","钛合金","不含临时种植体、穿颧种植体和一段式种植体。","个",518,"9129e7c1-c482-11ec-a4e1-90e2ba8d9d30","6b1b55cf-90ae-11ec-b3f8-90e2ba8d9d30","国械注准20173170013","种植体系统","北京大清西格科技有限公司","北京大清西格科技有限公司","3e8e8c00-c482-11ec-a4e1-90e2ba8d9d30","种植体系统-埋入式种植体(六角连接)","Φ3.6×11","Φ3.6×11","钛合金","C0702011370200106126","C07020113702001061260000041"]
[244,"S09940001","I号种植体系统","钛合金种植体产品系统","北京大清西格科技有限公司","北京大清西格科技有限公司","转移杆","京昌械备20220030号","转移帽",null,"包含注册证下相关部件所有材质","不区分材质","个",10,"661a4789-21f5-11ed-9447-b4055d63f15c","1a7b4fe7-b709-11ec-a4e1-90e2ba8d9d30","京昌械备20220030号","转移帽","北京大清西格科技有限公司","北京大清西格科技有限公司","6e619bda-dfd0-11ec-9447-b4055d63f15c","转移帽","DIS-转移杆DIS55900","DIS-转移杆DIS55900","包含注册证下相关配件所有材质","C0702041390200206126","C07020413902002061260000311"]
[244,"S09940001","I号种植体系统","钛合金种植体产品系统","北京大清西格科技有限公司","北京大清西格科技有限公司","转移杆","京昌械备20220030号","转移帽",null,"包含注册证下相关部件所有材质","不区分材质","个",10,"661e9732-21f5-11ed-9447-b4055d63f15c","1a7b4fe7-b709-11ec-a4e1-90e2ba8d9d30","京昌械备20220030号","转移帽","北京大清西格科技有限公司","北京大清西格科技有限公司","6e619bda-dfd0-11ec-9447-b4055d63f15c","转移帽","DIS-转移杆DIS40975","DIS-转移杆DIS40975","包含注册证下相关配件所有材质","C0702041390200206126","C07020413902002061260000331"]
[244,"S09940001","I号种植体系统","钛合金种植体产品系统","北京大清西格科技有限公司","北京大清西格科技有限公司","转移杆","京昌械备20220030号","转移帽",null,"包含注册证下相关部件所有材质","不区分材质","个",10,"66207624-21f5-11ed-9447-b4055d63f15c","1a7b4fe7-b709-11ec-a4e1-90e2ba8d9d30","京昌械备20220030号","转移帽","北京大清西格科技有限公司","北京大清西格科技有限公司","6e619bda-dfd0-11ec-9447-b4055d63f15c","转移帽","DIS-转移杆DIS55800","DIS-转移杆DIS55800","包含注册证下相关配件所有材质","C0702041390200206126","C07020413902002061260000358"]
[244,"S09940001","I号种植体系统","钛合金种植体产品系统","北京大清西格科技有限公司","北京大清西格科技有限公司","转移杆","京昌械备20220030号","转移帽",null,"包含注册证下相关部件所有材质","不区分材质","个",10,"66211702-21f5-11ed-9447-b4055d63f15c","1a7b4fe7-b709-11ec-a4e1-90e2ba8d9d30","京昌械备20220030号","转移帽","北京大清西格科技有限公司","北京大清西格科技有限公司","6e619bda-dfd0-11ec-9447-b4055d63f15c","转移帽","DIS-转移杆DIS65800","DIS-转移杆DIS65800","包含注册证下相关配件所有材质","C0702041390200206126","C07020413902002061260000365"]
[244,"S09940001","I号种植体系统","钛合金种植体产品系统","北京大清西格科技有限公司","北京大清西格科技有限公司","转移杆","京昌械备20220030号","转移帽",null,"包含注册证下相关部件所有材质","不区分材质","个",10,"66226ee2-21f5-11ed-9447-b4055d63f15c","1a7b4fe7-b709-11ec-a4e1-90e2ba8d9d30","京昌械备20220030号","转移帽","北京大清西格科技有限公司","北京大清西格科技有限公司","6e619bda-dfd0-11ec-9447-b4055d63f15c","转移帽","DIS-转移杆DIS451275","DIS-转移杆DIS451275","包含注册证下相关配件所有材质","C0702041390200206126","C07020413902002061260000396"]
[244,"S09940001","I号种植体系统","钛合金种植体产品系统","北京大清西格科技有限公司","北京大清西格科技有限公司","转移杆","京昌械备20220030号","转移帽",null,"包含注册证下相关部件所有材质","不区分材质","个",10,"6622d2d5-21f5-11ed-9447-b4055d63f15c","1a7b4fe7-b709-11ec-a4e1-90e2ba8d9d30","京昌械备20220030号","转移帽","北京大清西格科技有限公司","北京大清西格科技有限公司","6e619bda-dfd0-11ec-9447-b4055d63f15c","转移帽","DIS-转移杆DIS55125-S","DIS-转移杆DIS55125-S","包含注册证下相关配件所有材质","C0702041390200206126","C07020413902002061260000402"]
[244,"S09940001","I号种植体系统","钛合金种植体产品系统","北京大清西格科技有限公司","北京大清西格科技有限公司","转移杆","京昌械备20220030号","转移帽",null,"包含注册证下相关部件所有材质","不区分材质","个",10,"66235a00-21f5-11ed-9447-b4055d63f15c","1a7b4fe7-b709-11ec-a4e1-90e2ba8d9d30","京昌械备20220030号","转移帽","北京大清西格科技有限公司","北京大清西格科技有限公司","6e619bda-dfd0-11ec-9447-b4055d63f15c","转移帽","DIS-转移杆DIS40100","DIS-转移杆DIS40100","包含注册证下相关配件所有材质","C0702041390200206126","C07020413902002061260000417"]
[244,"S09940001","I号种植体系统","钛合金种植体产品系统","北京大清西格科技有限公司","北京大清西格科技有限公司","转移杆","京昌械备20220030号","转移帽",null,"包含注册证下相关部件所有材质","不区分材质","个",10,"6624bd59-21f5-11ed-9447-b4055d63f15c","1a7b4fe7-b709-11ec-a4e1-90e2ba8d9d30","京昌械备20220030号","转移帽","北京大清西格科技有限公司","北京大清西格科技有限公司","6e619bda-dfd0-11ec-9447-b4055d63f15c","转移帽","DIS-转移杆DIS70975","DIS-转移杆DIS70975","包含注册证下相关配件所有材质","C0702041390200206126","C07020413902002061260000445"]
[244,"S09940001","I号种植体系统","钛合金种植体产品系统","北京大清西格科技有限公司","北京大清西格科技有限公司","转移杆","京昌械备20220030号","转移帽",null,"包含注册证下相关部件所有材质","不区分材质","个",10,"6625ce12-21f5-11ed-9447-b4055d63f15c","1a7b4fe7-b709-11ec-a4e1-90e2ba8d9d30","京昌械备20220030号","转移帽","北京大清西格科技有限公司","北京大清西格科技有限公司","6e619bda-dfd0-11ec-9447-b4055d63f15c","转移帽","DIS-转移杆DIS50800","DIS-转移杆DIS50800","包含注册证下相关配件所有材质","C0702041390200206126","C07020413902002061260000465"]
[244,"S09940001","I号种植体系统","钛合金种植体产品系统","北京大清西格科技有限公司","北京大清西格科技有限公司","转移杆","京昌械备20220030号","转移帽",null,"包含注册证下相关部件所有材质","不区分材质","个",10,"7b8fa7fe-21ee-11ed-9447-b4055d63f15c","1a7b4fe7-b709-11ec-a4e1-90e2ba8d9d30","京昌械备20220030号","转移帽","北京大清西格科技有限公司","北京大清西格科技有限公司","6e619bda-dfd0-11ec-9447-b4055d63f15c","转移帽","DAH-转移杆DAH4050A","DAH-转移杆DAH4050A","包含注册证下相关配件所有材质","C0702041390200206126","C07020413902002061260000531"]
[244,"S09940001","I号种植体系统","钛合金种植体产品系统","北京大清西格科技有限公司","北京大清西格科技有限公司","转移杆","京昌械备20220030号","转移帽",null,"包含注册证下相关部件所有材质","不区分材质","个",10,"7b97159c-21ee-11ed-9447-b4055d63f15c","1a7b4fe7-b709-11ec-a4e1-90e2ba8d9d30","京昌械备20220030号","转移帽","北京大清西格科技有限公司","北京大清西格科技有限公司","6e619bda-dfd0-11ec-9447-b4055d63f15c","转移帽","闭窗式TL转移帽-转移套QBIT4514LT","闭窗式TL转移帽-转移套QBIT4514LT","包含注册证下相关配件所有材质","C0702041390200206126","C07020413902002061260000596"]
[244,"S09940001","I号种植体系统","钛合金种植体产品系统","北京大清西格科技有限公司","北京大清西格科技有限公司","转移杆","京昌械备20220030号","转移帽",null,"包含注册证下相关部件所有材质","不区分材质","个",10,"887e1ffa-dfd0-11ec-9447-b4055d63f15c","1a7b4fe7-b709-11ec-a4e1-90e2ba8d9d30","京昌械备20220030号","转移帽","北京大清西格科技有限公司","北京大清西格科技有限公司","6e619bda-dfd0-11ec-9447-b4055d63f15c","转移帽","开窗式转移帽-转移杆:QBIP4510NST","开窗式转移帽-转移杆:QBIP4510NST","包含注册证下相关配件所有材质","C0702041390200206126","C07020413902002061260000174"]
[248,"S09940001","I号种植体系统","钛合金种植体产品系统","北京大清西格科技有限公司","北京大清西格科技有限公司","种植体替代体","京昌械备20190011号","替代体",null,"包含注册证下相关部件所有材质","不区分材质","个",10,"f8f270b3-3edd-11ed-9447-b4055d63f15c","67e5d5a0-d7c0-11ea-a4d6-fa163e0a8baf","京昌械备20190011号","替代体","北京大清西格科技有限公司","北京大清西格科技有限公司","a4c7991c-728d-11ec-9829-0050568f40ec","替代体","替代主体DAH3192(φ3.1×4.0)","替代主体DAH3192(φ3.1×4.0)","包含注册证下相关配件所有材质","C0702041390200306126","C07020413902003061260000049"]
[248,"S09940001","I号种植体系统","钛合金种植体产品系统","北京大清西格科技有限公司","北京大清西格科技有限公司","种植体替代体","京昌械备20190011号","替代体",null,"包含注册证下相关部件所有材质","不区分材质","个",10,"f8f2cb42-3edd-11ed-9447-b4055d63f15c","67e5d5a0-d7c0-11ea-a4d6-fa163e0a8baf","京昌械备20190011号","替代体","北京大清西格科技有限公司","北京大清西格科技有限公司","a4c7991c-728d-11ec-9829-0050568f40ec","替代体","替代主体DAH2890(φ2.8×3.5)","替代主体DAH2890(φ2.8×3.5)","包含注册证下相关配件所有材质","C0702041390200306126","C07020413902003061260000058"]
[154,"J05500001","钛合金种植体系统","钛合金种植体产品系统","驭楚（上海）贸易有限公司","科特斯牙科种植体工业有限公司 Cortex Dental Implants Industries Ltd.","转移杆","国械备20161141号","牙科种植体手术工具包",null,"包含注册证下相关部件所有材质","不区分材质","个",88,"6a41de86-b6de-11eb-a006-0050568f9c84","7c835d3b-b1dc-11e9-8460-fa163e0a8baf","国械备20161141号","牙科种植体手术工具包","Cortex Dental Implants Industries LTD","驭楚（上海）贸易有限公司","7c426f6c-b6d4-11eb-a006-0050568f9c84","牙科种植体手术工具包","转移帽","CO-8050","不锈钢、钛合金Ti6AI4V-ELI组成","C0702041390200207096","C07020413902002070960000047"]
[146,"J05500001","钛合金种植体系统","钛合金种植体产品系统","驭楚（上海）贸易有限公司","科特斯牙科种植体工业有限公司 Cortex Dental Implants Industries Ltd.","种植体（含覆盖螺丝）","国械注进20153172425","种植体系统","国械注进20153632425","钛合金","不含临时种植体、穿颧种植体和一段式种植体。","个",475,"1cf44311-a0f7-11eb-ac1c-fa163e311f19","4483e437-8d1a-11eb-ace3-fa163e311f19","国械注进20153172425","种植体系统","科特斯牙科种植体工业有限公司Cortex Dental Implants Industries Ltd.","驭楚（上海）贸易有限公司","1ef5b592-9cef-11eb-ac1c-fa163e311f19","种植体系统","Dynamix 种植体 直径6.0mm 长8mm  Prime","BCSD-0860","Ti6Al4V","C0702011370200107096","C07020113702001070960000110"]
[148,"J05500001","钛合金种植体系统","钛合金种植体产品系统","驭楚（上海）贸易有限公司","科特斯牙科种植体工业有限公司 Cortex Dental Implants Industries Ltd.","种植体（含覆盖螺丝）","国械注进20163172406","牙科种植体 Dental Implants","国械注进20163632406","钛合金","不含临时种植体、穿颧种植体和一段式种植体。","个",475,"d60dfa20-a0fd-11eb-ac1c-fa163e311f19","9d07f89e-4386-11ec-921a-0050568f9c84","国械注进20163172406","牙科种植体 Dental Implants","科特斯牙科种植体工业有限公司Cortex Dental Implants Industries Ltd.","驭楚（上海）贸易有限公司","D02AC1CC0A14479181FEFE4D3870CEFB","牙科种植体","Saturn 牙科种植体直径4.2mm 长13mm Premium","PST-1342","TI6AL4V","C0702011370200107096","C07020113702001070960000130"]
[149,"J05500001","钛合金种植体系统","钛合金种植体产品系统","驭楚（上海）贸易有限公司","科特斯牙科种植体工业有限公司 Cortex Dental Implants Industries Ltd.","修复基台（单牙）","国械注进20153172386","种植体附件","国械注进20153632386","包含注册证下相关部件纯钛或钛合金材质","适用于单牙种植修复基台、材质为纯钛或钛合金","个",123,"239fcbd7-a0fa-11eb-ac1c-fa163e311f19","e19bdbc6-98e7-11eb-ac1c-fa163e311f19","国械注进20153172386","种植体附件","科特斯牙科种植体工业有限公司Cortex Dental Implants Industries Ltd.","驭楚（上海）贸易有限公司","c75262ec-9cf0-11eb-ac1c-fa163e311f19","种植体附件-基台","钛基台","CO-8111","Ti6Al4VELI","C0702031380100007096","C07020313801000070960000029",null,null,{"$f":"VLOOKUP(O9019,[1]Sheet1!$G:$K,5,FALSE)","v":0},{"$f":"VLOOKUP(O9019,[1]Sheet1!$G:$L,6,FALSE)","v":149}]
[149,"J05500001","钛合金种植体系统","钛合金种植体产品系统","驭楚（上海）贸易有限公司","科特斯牙科种植体工业有限公司 Cortex Dental Implants Industries Ltd.","修复基台（单牙）","国械注进20153172386","种植体附件","国械注进20153632386","包含注册证下相关部件所有材质","不区分材质","个",123,"23a3809f-a0fa-11eb-ac1c-fa163e311f19","e19bdbc6-98e7-11eb-ac1c-fa163e311f19","国械注进20153172386","种植体附件","科特斯牙科种植体工业有限公司Cortex Dental Implants Industries Ltd.","驭楚（上海）贸易有限公司","c75262ec-9cf0-11eb-ac1c-fa163e311f19","种植体附件-基台","基台 2mm","MPW-9002","Ti6Al4VELI","C0702031380100007096","C07020313801000070960000070",null,null,{"$f":"VLOOKUP(O9039,[1]Sheet1!$G:$K,5,FALSE)","v":0},{"$f":"VLOOKUP(O9039,[1]Sheet1!$G:$L,6,FALSE)","v":149}]
[149,"J05500001","钛合金种植体系统","钛合金种植体产品系统","驭楚（上海）贸易有限公司","科特斯牙科种植体工业有限公司 Cortex Dental Implants Industries Ltd.","修复基台（单牙）","国械注进20153172386","种植体附件","国械注进20153632386","包含注册证下相关部件所有材质","不区分材质","个",123,"23aafef1-a0fa-11eb-ac1c-fa163e311f19","e19bdbc6-98e7-11eb-ac1c-fa163e311f19","国械注进20153172386","种植体附件","科特斯牙科种植体工业有限公司Cortex Dental Implants Industries Ltd.","驭楚（上海）贸易有限公司","c75262ec-9cf0-11eb-ac1c-fa163e311f19","种植体附件-基台","角度钛基台","MPR-9225","Ti6Al4VELI","C0702031380100007096","C07020313801000070960000108",null,null,{"$f":"VLOOKUP(O9058,[1]Sheet1!$G:$K,5,FALSE)","v":0},{"$f":"VLOOKUP(O9058,[1]Sheet1!$G:$L,6,FALSE)","v":149}]
[149,"J05500001","钛合金种植体系统","钛合金种植体产品系统","驭楚（上海）贸易有限公司","科特斯牙科种植体工业有限公司 Cortex Dental Implants Industries Ltd.","修复基台（单牙）","国械注进20153172386","种植体附件","国械注进20153632386","包含注册证下相关部件纯钛或钛合金材质","适用于单牙种植修复基台、材质为纯钛或钛合金","个",123,"23b0e0b1-a0fa-11eb-ac1c-fa163e311f19","e19bdbc6-98e7-11eb-ac1c-fa163e311f19","国械注进20153172386","种植体附件","科特斯牙科种植体工业有限公司Cortex Dental Implants Industries Ltd.","驭楚（上海）贸易有限公司","c75262ec-9cf0-11eb-ac1c-fa163e311f19","种植体附件-基台","钛基台","CO-9004","Ti6Al4VELI","C0702031380100007096","C07020313801000070960000145",null,null,{"$f":"VLOOKUP(O9074,[1]Sheet1!$G:$K,5,FALSE)","v":0},{"$f":"VLOOKUP(O9074,[1]Sheet1!$G:$L,6,FALSE)","v":149}]
[149,"J05500001","钛合金种植体系统","钛合金种植体产品系统","驭楚（上海）贸易有限公司","科特斯牙科种植体工业有限公司 Cortex Dental Implants Industries Ltd.","修复基台（单牙）","国械注进20153172386","种植体附件","国械注进20153632386","包含注册证下相关部件纯钛或钛合金材质","适用于单牙种植修复基台、材质为纯钛或钛合金","个",123,"23bc6a3b-a0fa-11eb-ac1c-fa163e311f19","e19bdbc6-98e7-11eb-ac1c-fa163e311f19","国械注进20153172386","种植体附件","科特斯牙科种植体工业有限公司Cortex Dental Implants Industries Ltd.","驭楚（上海）贸易有限公司","c75262ec-9cf0-11eb-ac1c-fa163e311f19","种植体附件-基台","角度钛基台","CO-9315","Ti6Al4VELI","C0702031380100007096","C07020313801000070960000162",null,null,{"$f":"VLOOKUP(O9082,[1]Sheet1!$G:$K,5,FALSE)","v":0},{"$f":"VLOOKUP(O9082,[1]Sheet1!$G:$L,6,FALSE)","v":149}]
[149,"J05500001","钛合金种植体系统","钛合金种植体产品系统","驭楚（上海）贸易有限公司","科特斯牙科种植体工业有限公司 Cortex Dental Implants Industries Ltd.","修复基台（单牙）","国械注进20153172386","种植体附件","国械注进20153632386","包含注册证下相关部件所有材质","不区分材质","个",123,"23bfa147-a0fa-11eb-ac1c-fa163e311f19","e19bdbc6-98e7-11eb-ac1c-fa163e311f19","国械注进20153172386","种植体附件","科特斯牙科种植体工业有限公司Cortex Dental Implants Industries Ltd.","驭楚（上海）贸易有限公司","c75262ec-9cf0-11eb-ac1c-fa163e311f19","种植体附件-基台","角度钛基台","MPR-9125","Ti6Al4VELI","C0702031380100007096","C07020313801000070960000198",null,null,{"$f":"VLOOKUP(O9101,[1]Sheet1!$G:$K,5,FALSE)","v":0},{"$f":"VLOOKUP(O9101,[1]Sheet1!$G:$L,6,FALSE)","v":149}]
[151,"J05500001","钛合金种植体系统","钛合金种植体产品系统","驭楚（上海）贸易有限公司","科特斯牙科种植体工业有限公司 Cortex Dental Implants Industries Ltd.","愈合基台","国械注进20153172386","种植体附件","国械注进20153632386","包含注册证下相关部件所有材质","不区分材质","个",27,"23c08ae4-a0fa-11eb-ac1c-fa163e311f19","e19bdbc6-98e7-11eb-ac1c-fa163e311f19","国械注进20153172386","种植体附件","科特斯牙科种植体工业有限公司Cortex Dental Implants Industries Ltd.","驭楚（上海）贸易有限公司","c75262ec-9cf0-11eb-ac1c-fa163e311f19","种植体附件-基台","愈合帽6 mm 宽","MPW-7506","Ti6Al4VELI","C0702031380100007096","C07020313801000070960000213",null,null,0,151]
[147,"J05500001","钛合金种植体系统","钛合金种植体产品系统","驭楚（上海）贸易有限公司","科特斯牙科种植体工业有限公司 Cortex Dental Implants Industries Ltd.","种植体（含覆盖螺丝）","国械注进20163171248","种植体系统","国械注进20163631248","钛合金","不含临时种植体、穿颧种植体和一段式种植体。","个",475,"54ae3ebb-a0ff-11eb-ac1c-fa163e311f19","9b42f254-98e2-11eb-ac1c-fa163e311f19","国械注进20163171248","种植体系统","科特斯牙科种植体工业有限公司Cortex Dental Implants Industries Ltd.","驭楚（上海）贸易有限公司","e4db2a50-9cef-11eb-ac1c-fa163e311f19","种植体系统","Dynamix 牙科种植体  直径5.0mm， 长13mm Premium","PCSD-1350","Ti6Al4V","C0702011370200107096","C07020113702001070960000157"]
[147,"J05500001","钛合金种植体系统","钛合金种植体产品系统","驭楚（上海）贸易有限公司","科特斯牙科种植体工业有限公司 Cortex Dental Implants Industries Ltd.","种植体（含覆盖螺丝）","国械注进20163171248","种植体系统","国械注进20163631248","钛合金","不含临时种植体、穿颧种植体和一段式种植体。","个",475,"54aeb25d-a0ff-11eb-ac1c-fa163e311f19","9b42f254-98e2-11eb-ac1c-fa163e311f19","国械注进20163171248","种植体系统","科特斯牙科种植体工业有限公司Cortex Dental Implants Industries Ltd.","驭楚（上海）贸易有限公司","e4db2a50-9cef-11eb-ac1c-fa163e311f19","种植体系统","Dynamix 牙科种植体  直径4.2mm，长10mm Premium","PCSD-1042","Ti6Al4V","C0702011370200107096","C07020113702001070960000180"]
[74,"J02730001","Anthogyr SAS 钛合金种植体系统","钛合金种植体产品系统","士卓曼（北京）医疗器械贸易有限公司","安卓健股份有限公司Anthogyr SAS","修复基台（单牙）","国械注进20153172382","基台及配件Abutments","国械注进20153632382","包含注册证下相关部件纯钛或钛合金材质","适用于单牙种植修复基台、材质为纯钛或钛合金","个",320,"5c584715-cbb7-11e9-953f-fa163e0a8baf","119673ed54e0426085d4ee1e93118275","国械注进20153172382","基台及配件Abutments","安卓健股份有限公司Anthogyr SAS","士卓曼（北京）医疗器械贸易有限公司","1f2b24ad-cba1-11e9-953f-fa163e0a8baf","基台及配件-基台","美学基台. Ø4.0 00° 牙龈高度4.5mm","OPAT440","Ti 6Al 4V ELi","C0702021380100107254","C07020213801001072540000199"]
[74,"J02730001","Anthogyr SAS 钛合金种植体系统","钛合金种植体产品系统","士卓曼（北京）医疗器械贸易有限公司","安卓健股份有限公司Anthogyr SAS","修复基台（单牙）","国械注进20153172382","基台及配件Abutments","国械注进20153632382","包含注册证下相关部件纯钛或钛合金材质","适用于单牙种植修复基台、材质为纯钛或钛合金","个",320,"6cd153d9-46d9-11ec-921a-0050568f9c84","119673ed54e0426085d4ee1e93118275","国械注进20153172382","基台及配件Abutments","安卓健股份有限公司Anthogyr SAS","士卓曼（北京）医疗器械贸易有限公司","1f2b24ad-cba1-11e9-953f-fa163e0a8baf","基台及配件-基台","美学基台. Ø4.0 7° 牙龈高度1.5mm","OPAT41-7","Ti 6Al 4V ELi","C0702021380100107254","C07020213801001072540000995"]
[74,"J02730001","Anthogyr SAS 钛合金种植体系统","钛合金种植体产品系统","士卓曼（北京）医疗器械贸易有限公司","安卓健股份有限公司Anthogyr SAS","修复基台（单牙）","国械注进20153172382","基台及配件Abutments","国械注进20153632382","包含注册证下相关部件纯钛或钛合金材质","适用于单牙种植修复基台、材质为纯钛或钛合金","个",320,"6cdc2c65-46d9-11ec-921a-0050568f9c84","119673ed54e0426085d4ee1e93118275","国械注进20153172382","基台及配件Abutments","安卓健股份有限公司Anthogyr SAS","士卓曼（北京）医疗器械贸易有限公司","1f2b24ad-cba1-11e9-953f-fa163e0a8baf","基台及配件-基台","美学基台. Ø5.0 23° 牙龈高度1.5mm","OPAT512","Ti 6Al 4V ELi","C0702021380100107254","C07020213801001072540001001"]
[78,"J02730003","Straumann 四级纯钛种植体系统","四级纯钛种植体产品系统","士卓曼（北京）医疗器械贸易有限公司","士卓曼研究院股份公司 Institut Straumann AG","种植体（含覆盖螺丝）","国械注进20153170691","牙科种植系统 Dental Implant System","国械注进20153630691","四级纯钛","不含临时种植体、穿颧种植体和一段式种植体。","个",1298,"3fcd4bcb-46e6-11ec-921a-0050568f9c84","721aacd1173449f884602bc1a62a850e","国械注进20153170691","牙科种植系统 Dental Implant System","士卓曼研究院股份公司 Institut Straumann AG","士卓曼（北京）医疗器械贸易有限公司","1f231bbd-cf91-11e9-953f-fa163e0a8baf","牙科种植系统-种植体","标准种植体 Ø 3.3mm RN, SLA 8mm, 乐新型携带体","043.906S","TA4","C0702011370100107254","C07020113701001072540000333"]
[78,"J02730003","Straumann 四级纯钛种植体系统","四级纯钛种植体产品系统","士卓曼（北京）医疗器械贸易有限公司","士卓曼研究院股份公司 Institut Straumann AG","种植体（含覆盖螺丝）","国械注进20153170691","牙科种植系统 Dental Implant System","国械注进20153630691","四级纯钛","不含临时种植体、穿颧种植体和一段式种植体。","个",1298,"3fcd6a88-46e6-11ec-921a-0050568f9c84","721aacd1173449f884602bc1a62a850e","国械注进20153170691","牙科种植系统 Dental Implant System","士卓曼研究院股份公司 Institut Straumann AG","士卓曼（北京）医疗器械贸易有限公司","1f231bbd-cf91-11e9-953f-fa163e0a8baf","牙科种植系统-种植体","骨水平种植体 Ø 4.1mm RC, SLA 8mm","021.4408","TA4","C0702011370100107254","C07020113701001072540000337"]
[78,"J02730003","Straumann 四级纯钛种植体系统","四级纯钛种植体产品系统","士卓曼（北京）医疗器械贸易有限公司","士卓曼研究院股份公司 Institut Straumann AG","种植体（含覆盖螺丝）","国械注进20153170691","牙科种植系统 Dental Implant System","国械注进20153630691","四级纯钛","不含临时种植体、穿颧种植体和一段式种植体。","个",1298,"3fd0b56e-46e6-11ec-921a-0050568f9c84","721aacd1173449f884602bc1a62a850e","国械注进20153170691","牙科种植系统 Dental Implant System","士卓曼研究院股份公司 Institut Straumann AG","士卓曼（北京）医疗器械贸易有限公司","1f231bbd-cf91-11e9-953f-fa163e0a8baf","牙科种植系统-种植体","标准种植体 Ø 4.8mm WN, SLA 12mm, 乐新型携带体","043.947S","TA4","C0702011370100107254","C07020113701001072540000362"]
[78,"J02730003","Straumann 四级纯钛种植体系统","四级纯钛种植体产品系统","士卓曼（北京）医疗器械贸易有限公司","士卓曼研究院股份公司 Institut Straumann AG","种植体（含覆盖螺丝）","国械注进20153170691","牙科种植系统 Dental Implant System","国械注进20153630691","四级纯钛","不含临时种植体、穿颧种植体和一段式种植体。","个",1298,"3fe6582b-46e6-11ec-921a-0050568f9c84","721aacd1173449f884602bc1a62a850e","国械注进20153170691","牙科种植系统 Dental Implant System","士卓曼研究院股份公司 Institut Straumann AG","士卓曼（北京）医疗器械贸易有限公司","1f231bbd-cf91-11e9-953f-fa163e0a8baf","牙科种植系统-种植体","锥柱状种植体 Ø 3.3mm RN, SLA 8mm","043.721S","TA4","C0702011370100107254","C07020113701001072540000384"]
[78,"J02730003","Straumann 四级纯钛种植体系统","四级纯钛种植体产品系统","士卓曼（北京）医疗器械贸易有限公司","士卓曼研究院股份公司 Institut Straumann AG","种植体（含覆盖螺丝）","国械注进20153170691","牙科种植系统 Dental Implant System","国械注进20153630691","四级纯钛","不含临时种植体、穿颧种植体和一段式种植体。","个",1298,"3feb27cb-46e6-11ec-921a-0050568f9c84","721aacd1173449f884602bc1a62a850e","国械注进20153170691","牙科种植系统 Dental Implant System","士卓曼研究院股份公司 Institut Straumann AG","士卓曼（北京）医疗器械贸易有限公司","1f231bbd-cf91-11e9-953f-fa163e0a8baf","牙科种植系统-种植体","骨水平种植体 Ø 4.8mm RC, SLA 8mm","021.6408","TA4","C0702011370100107254","C07020113701001072540000399"]
[78,"J02730003","Straumann 四级纯钛种植体系统","四级纯钛种植体产品系统","士卓曼（北京）医疗器械贸易有限公司","士卓曼研究院股份公司 Institut Straumann AG","种植体（含覆盖螺丝）","国械注进20153170691","牙科种植系统 Dental Implant System","国械注进20153630691","四级纯钛","不含临时种植体、穿颧种植体和一段式种植体。","个",1298,"3ffda208-46e6-11ec-921a-0050568f9c84","721aacd1173449f884602bc1a62a850e","国械注进20153170691","牙科种植系统 Dental Implant System","士卓曼研究院股份公司 Institut Straumann AG","士卓曼（北京）医疗器械贸易有限公司","1f231bbd-cf91-11e9-953f-fa163e0a8baf","牙科种植系统-种植体","骨水平种植体 Ø 4.8mm RC, SLA 14mm, 乐新型携带体","021.6614","TA4","C0702011370100107254","C07020113701001072540000424"]
[78,"J02730003","Straumann 四级纯钛种植体系统","四级纯钛种植体产品系统","士卓曼（北京）医疗器械贸易有限公司","士卓曼研究院股份公司 Institut Straumann AG","种植体（含覆盖螺丝）","国械注进20153170691","牙科种植系统 Dental Implant System","国械注进20153630691","四级纯钛","不含临时种植体、穿颧种植体和一段式种植体。","个",1298,"3ffdf43c-46e6-11ec-921a-0050568f9c84","721aacd1173449f884602bc1a62a850e","国械注进20153170691","牙科种植系统 Dental Implant System","士卓曼研究院股份公司 Institut Straumann AG","士卓曼（北京）医疗器械贸易有限公司","1f231bbd-cf91-11e9-953f-fa163e0a8baf","牙科种植系统-种植体","美学种植体 Ø 4.1mm RN, SLA 8mm, 乐新型携带体","043.926S","TA4","C0702011370100107254","C07020113701001072540000435"]
[78,"J02730003","Straumann 四级纯钛种植体系统","四级纯钛种植体产品系统","士卓曼（北京）医疗器械贸易有限公司","士卓曼研究院股份公司 Institut Straumann AG","种植体（含覆盖螺丝）","国械注进20153170691","牙科种植系统 Dental Implant System","国械注进20153630691","四级纯钛","不含临时种植体、穿颧种植体和一段式种植体。","个",1298,"40040a3e-46e6-11ec-921a-0050568f9c84","721aacd1173449f884602bc1a62a850e","国械注进20153170691","牙科种植系统 Dental Implant System","士卓曼研究院股份公司 Institut Straumann AG","士卓曼（北京）医疗器械贸易有限公司","1f231bbd-cf91-11e9-953f-fa163e0a8baf","牙科种植系统-种植体","美学种植体 Ø 4.8mm RN, SLA 10mm","043.252S","TA4","C0702011370100107254","C07020113701001072540000448"]
[79,"J02730003","Straumann 四级纯钛种植体系统","四级纯钛种植体产品系统","士卓曼（北京）医疗器械贸易有限公司","士卓曼研究院股份公司 Institut Straumann AG","修复基台（单牙）","国械注进20153170691","牙科种植系统 Dental Implant System","国械注进20153630691","包含注册证下相关部件纯钛或钛合金材质","适用于单牙种植修复基台、材质为纯钛或钛合金","个",288,"68cad3be-48a6-11ed-9447-b4055d63f15c","721aacd1173449f884602bc1a62a850e","国械注进20153170691","牙科种植系统 Dental Implant System","士卓曼研究院股份公司 Institut Straumann AG","士卓曼（北京）医疗器械贸易有限公司","200539ba-cfe5-11e9-953f-fa163e0a8baf","牙科种植系统-基台","解剖基台RC, 成角 15°, 牙龈高度 2mm","022.4152","TA4","C0702021380500107254","C07020213805001072540000006"]
[79,"J02730003","Straumann 四级纯钛种植体系统","四级纯钛种植体产品系统","士卓曼（北京）医疗器械贸易有限公司","士卓曼研究院股份公司 Institut Straumann AG","修复基台（单牙）","国械注进20153170691","牙科种植系统 Dental Implant System","国械注进20153630691","包含注册证下相关部件纯钛或钛合金材质","适用于单牙种植修复基台、材质为纯钛或钛合金","个",288,"68cb7fce-48a6-11ed-9447-b4055d63f15c","721aacd1173449f884602bc1a62a850e","国械注进20153170691","牙科种植系统 Dental Implant System","士卓曼研究院股份公司 Institut Straumann AG","士卓曼（北京）医疗器械贸易有限公司","200539ba-cfe5-11e9-953f-fa163e0a8baf","牙科种植系统-基台","八角基台WN，A型，成角15°，高5.5mm","048.608","TA4","C0702021380500107254","C07020213805001072540000028"]
[79,"J02730003","Straumann 四级纯钛种植体系统","四级纯钛种植体产品系统","士卓曼（北京）医疗器械贸易有限公司","士卓曼研究院股份公司 Institut Straumann AG","修复基台（单牙）","国械注进20153170691","牙科种植系统 Dental Implant System","国械注进20153630691","包含注册证下相关部件纯钛或钛合金材质","适用于单牙种植修复基台、材质为纯钛或钛合金","个",288,"68cc1c20-48a6-11ed-9447-b4055d63f15c","721aacd1173449f884602bc1a62a850e","国械注进20153170691","牙科种植系统 Dental Implant System","士卓曼研究院股份公司 Institut Straumann AG","士卓曼（北京）医疗器械贸易有限公司","200539ba-cfe5-11e9-953f-fa163e0a8baf","牙科种植系统-基台","粘接基台NC, 直径 3.5mm, 牙龈高度 3mm, 基台高度 4mm","022.2313","TA4","C0702021380500107254","C07020213805001072540000054"]
[79,"J02730003","Straumann 四级纯钛种植体系统","四级纯钛种植体产品系统","士卓曼（北京）医疗器械贸易有限公司","士卓曼研究院股份公司 Institut Straumann AG","修复基台（单牙）","国械注进20153170691","牙科种植系统 Dental Implant System","国械注进20153630691","包含注册证下相关部件纯钛或钛合金材质","适用于单牙种植修复基台、材质为纯钛或钛合金","个",288,"68cc8b0e-48a6-11ed-9447-b4055d63f15c","721aacd1173449f884602bc1a62a850e","国械注进20153170691","牙科种植系统 Dental Implant System","士卓曼研究院股份公司 Institut Straumann AG","士卓曼（北京）医疗器械贸易有限公司","200539ba-cfe5-11e9-953f-fa163e0a8baf","牙科种植系统-基台","实心基台NNC, 高 7mm","048.549","TA4","C0702021380500107254","C07020213805001072540000082"]
[81,"J02730003","Straumann 四级纯钛种植体系统","四级纯钛种植体产品系统","士卓曼（北京）医疗器械贸易有限公司","士卓曼研究院股份公司 Institut Straumann AG","愈合基台","国械注进20153170691","牙科种植系统 Dental Implant System","国械注进20153630691","包含注册证下相关部件所有材质","不区分材质","个",70,"5f41fd02-46e7-11ec-921a-0050568f9c84","721aacd1173449f884602bc1a62a850e","国械注进20153170691","牙科种植系统 Dental Implant System","士卓曼研究院股份公司 Institut Straumann AG","士卓曼（北京）医疗器械贸易有限公司","214385be-cfbe-11e9-953f-fa163e0a8baf","牙科种植系统-愈合基台","愈合基台NC, 圆锥形, 直径 3.6mm, 高 3.5mm，无菌装","024.2224S","TA4","C0702031380300007254","C07020313803000072540000012"]
[81,"J02730003","Straumann 四级纯钛种植体系统","四级纯钛种植体产品系统","士卓曼（北京）医疗器械贸易有限公司","士卓曼研究院股份公司 Institut Straumann AG","愈合基台","国械注进20153170691","牙科种植系统 Dental Implant System","国械注进20153630691","包含注册证下相关部件所有材质","不区分材质","个",70,"6e1e9c70-4e8d-11ec-921a-0050568f9c84","721aacd1173449f884602bc1a62a850e","国械注进20153170691","牙科种植系统 Dental Implant System","士卓曼研究院股份公司 Institut Straumann AG","士卓曼（北京）医疗器械贸易有限公司","214385be-cfbe-11e9-953f-fa163e0a8baf","牙科种植系统-愈合基台","愈合帽RN，高2mm，无菌包装","048.033S","TA4","C0702031380300007254","C07020313803000072540000043"]
[81,"J02730003","Straumann 四级纯钛种植体系统","四级纯钛种植体产品系统","士卓曼（北京）医疗器械贸易有限公司","士卓曼研究院股份公司 Institut Straumann AG","愈合基台","国械注进20153170691","牙科种植系统 Dental Implant System","国械注进20153630691","包含注册证下相关部件所有材质","不区分材质","个",70,"a74109dd-4df9-11ec-921a-0050568f9c84","721aacd1173449f884602bc1a62a850e","国械注进20153170691","牙科种植系统 Dental Implant System","士卓曼研究院股份公司 Institut Straumann AG","士卓曼（北京）医疗器械贸易有限公司","214385be-cfbe-11e9-953f-fa163e0a8baf","牙科种植系统-愈合基台","愈合帽NNC，高3mm","048.071","TA4","C0702031380300007254","C07020313803000072540000090"]
[80,"J02730003","Straumann 四级纯钛种植体系统","四级纯钛种植体产品系统","士卓曼（北京）医疗器械贸易有限公司","士卓曼研究院股份公司 Institut Straumann AG","修复基台（单牙）","国械注进20143174836","种植体附件abutment and screw","国械注进20143634836","包含注册证下相关部件纯钛或钛合金材质","适用于单牙种植修复基台、材质为纯钛或钛合金","个",288,"231c71c8-a1fc-11ed-9447-b4055d63f15c","7972c08a0d2b44f0a6f550e718ac3f44","国械注进20143174836","种植体附件abutment and screw","Institut Straumann AG","士卓曼（北京）医疗器械贸易有限公司","20e63b2a-d069-11e9-953f-fa163e0a8baf","种植体附件-基台","螺丝固位基台NC，成角30°，直径4.6mm，牙龈高度5.5mm，A型，无菌装，升级版","022.0148S","Ti-6Al-7Nb合金","C0702021380100107254","C07020213801001072540001449"]
[80,"J02730003","Straumann 四级纯钛种植体系统","四级纯钛种植体产品系统","士卓曼（北京）医疗器械贸易有限公司","士卓曼研究院股份公司 Institut Straumann AG","修复基台（单牙）","国械注进20143174836","种植体附件abutment and screw","国械注进20143634836","包含注册证下相关部件纯钛或钛合金材质","适用于单牙种植修复基台、材质为纯钛或钛合金","个",288,"231c8e98-a1fc-11ed-9447-b4055d63f15c","7972c08a0d2b44f0a6f550e718ac3f44","国械注进20143174836","种植体附件abutment and screw","Institut Straumann AG","士卓曼（北京）医疗器械贸易有限公司","20e63b2a-d069-11e9-953f-fa163e0a8baf","种植体附件-基台","螺丝固位基台RC，成角17°，直径4.6mm，牙龈高度3.5mm，A型，无菌装，升级版","022.0152S","Ti-6Al-7Nb合金","C0702021380100107254","C07020213801001072540001454"]
[80,"J02730003","Straumann 四级纯钛种植体系统","四级纯钛种植体产品系统","士卓曼（北京）医疗器械贸易有限公司","士卓曼研究院股份公司 Institut Straumann AG","修复基台（单牙）","国械注进20143174836","种植体附件abutment and screw","国械注进20143634836","包含注册证下相关部件纯钛或钛合金材质","适用于单牙种植修复基台、材质为纯钛或钛合金","个",288,"46479efb-4dfd-11ec-921a-0050568f9c84","7972c08a0d2b44f0a6f550e718ac3f44","国械注进20143174836","种植体附件abutment and screw","Institut Straumann AG","士卓曼（北京）医疗器械贸易有限公司","20e63b2a-d069-11e9-953f-fa163e0a8baf","种植体附件-基台","螺丝固位基台 RC，直型，直径4.6mm，牙龈高度4mm，无菌装","022.4751S","Ti-6Al-7Nb合金","C0702021380100107254","C07020213801001072540000675"]
[80,"J02730003","Straumann 四级纯钛种植体系统","四级纯钛种植体产品系统","士卓曼（北京）医疗器械贸易有限公司","士卓曼研究院股份公司 Institut Straumann AG","修复基台（单牙）","国械注进20143174836","种植体附件abutment and screw","国械注进20143634836","包含注册证下相关部件纯钛或钛合金材质","适用于单牙种植修复基台、材质为纯钛或钛合金","个",288,"467bea8b-4dfd-11ec-921a-0050568f9c84","7972c08a0d2b44f0a6f550e718ac3f44","国械注进20143174836","种植体附件abutment and screw","Institut Straumann AG","士卓曼（北京）医疗器械贸易有限公司","20e63b2a-d069-11e9-953f-fa163e0a8baf","种植体附件-基台","多能基台 RC，冠用，Ø 4.5mm，冠高3.5mm，牙龈高度3mm","022.0105","Ti-6Al-7Nb合金","C0702021380100107254","C07020213801001072540000735"]
[80,"J02730003","Straumann 四级纯钛种植体系统","四级纯钛种植体产品系统","士卓曼（北京）医疗器械贸易有限公司","士卓曼研究院股份公司 Institut Straumann AG","修复基台（单牙）","国械注进20143174836","种植体附件abutment and screw","国械注进20143634836","包含注册证下相关部件纯钛或钛合金材质","适用于单牙种植修复基台、材质为纯钛或钛合金","个",288,"4682da90-4dfd-11ec-921a-0050568f9c84","7972c08a0d2b44f0a6f550e718ac3f44","国械注进20143174836","种植体附件abutment and screw","Institut Straumann AG","士卓曼（北京）医疗器械贸易有限公司","20e63b2a-d069-11e9-953f-fa163e0a8baf","种植体附件-基台","螺丝固位基台 NC，直型，直径3.5mm，牙龈高度1mm，无菌装","022.2745S","Ti-6Al-7Nb合金","C0702021380100107254","C07020213801001072540000762"]
[80,"J02730003","Straumann 四级纯钛种植体系统","四级纯钛种植体产品系统","士卓曼（北京）医疗器械贸易有限公司","士卓曼研究院股份公司 Institut Straumann AG","修复基台（单牙）","国械注进20143174836","种植体附件abutment and screw","国械注进20143634836","包含注册证下相关部件纯钛或钛合金材质","适用于单牙种植修复基台、材质为纯钛或钛合金","个",288,"ae2b872b-4dfc-11ec-921a-0050568f9c84","7972c08a0d2b44f0a6f550e718ac3f44","国械注进20143174836","种植体附件abutment and screw","Institut Straumann AG","士卓曼（北京）医疗器械贸易有限公司","20e63b2a-d069-11e9-953f-fa163e0a8baf","种植体附件-基台","螺丝固位基台 NC，成角17°，直径4.6mm，牙龈高度2.5mm，A型，无菌装","022.2749S","Ti-6Al-7Nb合金","C0702021380100107254","C07020213801001072540001032"]
[80,"J02730003","Straumann 四级纯钛种植体系统","四级纯钛种植体产品系统","士卓曼（北京）医疗器械贸易有限公司","士卓曼研究院股份公司 Institut Straumann AG","修复基台（单牙）","国械注进20143174836","种植体附件abutment and screw","国械注进20143634836","包含注册证下相关部件纯钛或钛合金材质","适用于单牙种植修复基台、材质为纯钛或钛合金","个",288,"ae3fe442-4dfc-11ec-921a-0050568f9c84","7972c08a0d2b44f0a6f550e718ac3f44","国械注进20143174836","种植体附件abutment and screw","Institut Straumann AG","士卓曼（北京）医疗器械贸易有限公司","20e63b2a-d069-11e9-953f-fa163e0a8baf","种植体附件-基台","螺丝固位基台 NC，成角30°，直径4.6mm，牙龈高度5.5mm，A型","022.0012P","Ti-6Al-7Nb合金","C0702021380100107254","C07020213801001072540001063"]
[77,"J02730001","Anthogyr SAS 钛合金种植体系统","钛合金种植体产品系统","士卓曼（北京）医疗器械贸易有限公司","安卓健股份有限公司Anthogyr SAS","转移杆","国械备20170216号","转移帽 TRANSFER AND SCREW",null,"包含注册证下相关部件所有材质","不区分材质","个",110,"00fdd4f2-d9c3-11e9-953f-fa163e0a8baf","0281382b-0d93-45d3-a546-a75e3a6a51bc","国械备20170216号","转移帽 TRANSFER AND SCREW","Anthogyr SAS","士卓曼（北京）医疗器械贸易有限公司","cbfd1f69-0a13-11ea-99e3-fa163e0a8baf","转移帽","转移帽 开窗式","OPPU100",null,"C0702041390200207254","C07020413902002072540000019"]
[77,"J02730001","Anthogyr SAS 钛合金种植体系统","钛合金种植体产品系统","士卓曼（北京）医疗器械贸易有限公司","安卓健股份有限公司Anthogyr SAS","转移杆","国械备20170216号","转移帽 TRANSFER AND SCREW",null,"包含注册证下相关部件所有材质","不区分材质","个",110,"d29ed79e-4d9c-11ec-921a-0050568f9c84","0281382b-0d93-45d3-a546-a75e3a6a51bc","国械备20170216号","转移帽 TRANSFER AND SCREW","Anthogyr SAS","士卓曼（北京）医疗器械贸易有限公司","cf6ed519-caeb-11e9-953f-fa163e0a8baf","转移帽","转移杆 适用于Axiom TL，常规平台，单冠用","156-02-DT",null,"C0702041390100207254","C07020413901002072540000165"]
[72,"J02730001","Anthogyr SAS 钛合金种植体系统","钛合金种植体产品系统","士卓曼（北京）医疗器械贸易有限公司","安卓健股份有限公司Anthogyr SAS","修复基台（单牙）","国械注进20163173296","基台及配件 Prosthetic Piece（titanium）","国械注进20163633296","包含注册证下相关部件纯钛或钛合金材质","适用于单牙种植修复基台、材质为纯钛或钛合金","个",320,"1a49eabb-4dde-11ec-921a-0050568f9c84","a38eab4b-46d3-11ec-921a-0050568f9c84","国械注进20163173296","基台及配件 Prosthetic Piece（titanium）","安卓健股份有限公司Anthogyr SAS","士卓曼（北京）医疗器械贸易有限公司","2E1B55962CF340B3AC5B43DED78C616C","基台及配件","直基台Ø5.0 h2/H4","OPST524","钛合金（Ti-6A1-4V）","C0702021380100107254","C07020213801001072540000792"]
[72,"J02730001","Anthogyr SAS 钛合金种植体系统","钛合金种植体产品系统","士卓曼（北京）医疗器械贸易有限公司","安卓健股份有限公司Anthogyr SAS","修复基台（单牙）","国械注进20163173296","基台及配件 Prosthetic Piece（titanium）","国械注进20163633296","包含注册证下相关部件纯钛或钛合金材质","适用于单牙种植修复基台、材质为纯钛或钛合金","个",320,"1a505e75-4dde-11ec-921a-0050568f9c84","a38eab4b-46d3-11ec-921a-0050568f9c84","国械注进20163173296","基台及配件 Prosthetic Piece（titanium）","安卓健股份有限公司Anthogyr SAS","士卓曼（北京）医疗器械贸易有限公司","2E1B55962CF340B3AC5B43DED78C616C","基台及配件","直基台Ø6.0 h1/H4","OPST614","钛合金（Ti-6A1-4V）","C0702021380100107254","C07020213801001072540000830"]
[72,"J02730001","Anthogyr SAS 钛合金种植体系统","钛合金种植体产品系统","士卓曼（北京）医疗器械贸易有限公司","安卓健股份有限公司Anthogyr SAS","修复基台（单牙）","国械注进20163173296","基台及配件 Prosthetic Piece（titanium）","国械注进20163633296","包含注册证下相关部件纯钛或钛合金材质","适用于单牙种植修复基台、材质为纯钛或钛合金","个",320,"2d056586-4dde-11ec-921a-0050568f9c84","a38eab4b-46d3-11ec-921a-0050568f9c84","国械注进20163173296","基台及配件 Prosthetic Piece（titanium）","安卓健股份有限公司Anthogyr SAS","士卓曼（北京）医疗器械贸易有限公司","2E1B55962CF340B3AC5B43DED78C616C","基台及配件","美学基台Ø5.0 15° H3","OPAT531","钛合金（Ti-6A1-4V）","C0702021380100107254","C07020213801001072540000926"]
[71,"J02730001","Anthogyr SAS 钛合金种植体系统","钛合金种植体产品系统","士卓曼（北京）医疗器械贸易有限公司","安卓健股份有限公司Anthogyr SAS","种植体（含覆盖螺丝）","国械注进20153171463","人工牙种植体Dental Implant (titanium)","国械注进20153631463","钛合金","不含临时种植体、穿颧种植体和一段式种植体。","个",720,"6f3d7bf8-aef9-11eb-a006-0050568f9c84","64645dbb-a67c-11eb-ac1c-fa163e311f19","国械注进20153171463","人工牙种植体Dental Implant (titanium)","安卓健股份有限公司Anthogyr SAS","士卓曼（北京）医疗器械贸易有限公司","330d96cc-aef9-11eb-a006-0050568f9c84","人工牙种植体","AXIOM 种植体 Ø4.6 x 14.0","OP46140","Ti 6Al 4V Eli","C0702011370200107254","C07020113702001072540000271"]
[70,"J02730001","Anthogyr SAS 钛合金种植体系统","钛合金种植体产品系统","士卓曼（北京）医疗器械贸易有限公司","安卓健股份有限公司Anthogyr SAS","种植体（含覆盖螺丝）","国械注进20153172073","人工牙种植体Dental Implant","国械注进20153632073","钛合金","不含临时种植体、穿颧种植体和一段式种植体。","个",720,"d14223ba-aef8-11eb-a006-0050568f9c84","cf4cf936-a67b-11eb-ac1c-fa163e311f19","国械注进20153172073","人工牙种植体Dental Implant","安卓健股份有限公司Anthogyr SAS","士卓曼（北京）医疗器械贸易有限公司","fee43be0-aef7-11eb-a006-0050568f9c84","人工牙种植体","AXIOM PX种植体  Ø3.4 x 10.0","PX34100","Ti 6Al 4V ELI","C0702011370200107254","C07020113702001072540000175"]
[69,"J02730001","Anthogyr SAS 钛合金种植体系统","钛合金种植体产品系统","士卓曼（北京）医疗器械贸易有限公司","安卓健股份有限公司Anthogyr SAS","种植体（含覆盖螺丝）","国械注进20163170335","牙科种植体Dental Implant","国械注进20163630335","钛合金","不含临时种植体、穿颧种植体和一段式种植体。","个",720,"03c16603-dfb1-11eb-b658-0050568f9c84","5ce02283-de49-11eb-b658-0050568f9c84","国械注进20163170335","牙科种植体Dental Implant","安卓健股份有限公司Anthogyr SAS","士卓曼（北京）医疗器械贸易有限公司","bc7ab3ed-dfb0-11eb-b658-0050568f9c84","牙科种植体","2.8*10mm","OP28100","Ti 6Al 4V EL","C0702011370200107254","C07020113702001072540000303"]
[84,"J02730003","Straumann 四级纯钛种植体系统","四级纯钛种植体产品系统","士卓曼（北京）医疗器械贸易有限公司","士卓曼研究院股份公司 Institut Straumann AG","转移杆","国械备20170167号","取模与转移配件 Instruments",null,"包含注册证下相关部件所有材质","不区分材质","个",100,"19116dbb-a752-11ed-9447-b4055d63f15c","aac69d43-bf0d-11e9-974a-fa163e0a8baf","国械备20170167号","种植辅助材料 Instruments","Institut Straumann AG","士卓曼（北京）医疗器械贸易有限公司","e18b241d-d06d-11e9-953f-fa163e0a8baf","种植辅助材料","转移帽RC, 适用于粘接基台, D 6.5 mm","025.4913-04",null,"C0702041390200207254","C07020413902002072540000766"]
[84,"J02730003","Straumann 四级纯钛种植体系统","四级纯钛种植体产品系统","士卓曼（北京）医疗器械贸易有限公司","士卓曼研究院股份公司 Institut Straumann AG","转移杆","国械备20170167号","取模与转移配件 Instruments",null,"包含注册证下相关部件所有材质","不区分材质","个",100,"19139feb-a752-11ed-9447-b4055d63f15c","aac69d43-bf0d-11e9-974a-fa163e0a8baf","国械备20170167号","种植辅助材料 Instruments","Institut Straumann AG","士卓曼（北京）医疗器械贸易有限公司","e18b241d-d06d-11e9-953f-fa163e0a8baf","种植辅助材料","印模柱SC，适用于开窗，带引导螺丝，L 24 mm","025.0022",null,"C0702041390200207254","C07020413902002072540000796"]
[84,"J02730003","Straumann 四级纯钛种植体系统","四级纯钛种植体产品系统","士卓曼（北京）医疗器械贸易有限公司","士卓曼研究院股份公司 Institut Straumann AG","转移杆","国械备20170167号","取模与转移配件 Instruments",null,"包含注册证下相关部件所有材质","不区分材质","个",100,"349f8b86-4d25-11ec-921a-0050568f9c84","aac69d43-bf0d-11e9-974a-fa163e0a8baf","国械备20170167号","种植辅助材料 Instruments","Institut Straumann AG","士卓曼（北京）医疗器械贸易有限公司","e18b241d-d06d-11e9-953f-fa163e0a8baf","种植辅助材料","取模柱 RC, 适用于成角25°多功能基台,","025.4206",null,"C0702041390200207254","C07020413902002072540000311"]
[84,"J02730003","Straumann 四级纯钛种植体系统","四级纯钛种植体产品系统","士卓曼（北京）医疗器械贸易有限公司","士卓曼研究院股份公司 Institut Straumann AG","转移杆","国械备20170167号","取模与转移配件 Instruments",null,"包含注册证下相关部件所有材质","不区分材质","个",100,"34e3907e-4d25-11ec-921a-0050568f9c84","aac69d43-bf0d-11e9-974a-fa163e0a8baf","国械备20170167号","种植辅助材料 Instruments","Institut Straumann AG","士卓曼（北京）医疗器械贸易有限公司","e18b241d-d06d-11e9-953f-fa163e0a8baf","种植辅助材料","取模帽 适用于 8°杆卡基台, H 5.5 mm","048.007V4",null,"C0702041390200207254","C07020413902002072540000359"]
[82,"J02730003","Straumann 四级纯钛种植体系统","四级纯钛种植体产品系统","士卓曼（北京）医疗器械贸易有限公司","士卓曼研究院股份公司 Institut Straumann AG","种植体替代体","国械备20181463号","替代体 Analogs",null,"包含注册证下相关部件所有材质","不区分材质","个",99,"e29d3f88-47a2-11ec-921a-0050568f9c84","e31ebc47363e4419aa78c2bc8ad8f4ab","国械备20181463号","替代体 Analogs","士卓曼研究院股份公司 Institut Straumann AG","士卓曼（北京）医疗器械贸易有限公司","ef28f2d3cd9b40498b05994205deccff","替代体","种植体水平，RD，AH 4mm","031.210","/","C0702041390200307254","C07020413902003072540000701"]
[68,"J02730001","Anthogyr SAS 钛合金种植体系统","钛合金种植体产品系统","士卓曼（北京）医疗器械贸易有限公司","安卓健股份有限公司Anthogyr SAS","愈合基台","国械注进20153173914","覆盖螺帽 Healing Screw","国械注进20153633914","包含注册证下相关部件所有材质","不区分材质","个",95,"2639f873-46ae-11ec-921a-0050568f9c84","312da293-a67b-11eb-ac1c-fa163e311f19","国械注进20153173914","覆盖螺帽Healing screw","安卓健股份有限公司Anthogyr SAS","士卓曼（北京）医疗器械贸易有限公司","55545b26-aee8-11eb-a006-0050568f9c84","覆盖螺帽","短覆盖螺帽 Ø6.0 H2.5","OPHSF620","Ti 6Al 4V ELI","C0702031380100007254","C07020313801000072540000147"]
[68,"J02730001","Anthogyr SAS 钛合金种植体系统","钛合金种植体产品系统","士卓曼（北京）医疗器械贸易有限公司","安卓健股份有限公司Anthogyr SAS","愈合基台","国械注进20153173914","覆盖螺帽 Healing Screw","国械注进20153633914","包含注册证下相关部件所有材质","不区分材质","个",95,"dc65f0ce-aef6-11eb-a006-0050568f9c84","312da293-a67b-11eb-ac1c-fa163e311f19","国械注进20153173914","覆盖螺帽Healing screw","安卓健股份有限公司Anthogyr SAS","士卓曼（北京）医疗器械贸易有限公司","55545b26-aee8-11eb-a006-0050568f9c84","覆盖螺帽","覆盖螺帽 Ø5.0 H3","OPHS530","Ti 6Al 4V ELI","C0702031380100007254","C07020313801000072540000164"]
[163,"J07710001","CSM钛合金种植系统或CSM四级纯钛种植系统","钛合金种植体产品系统和四级纯钛种植体产品系统共同使用","北京华直医疗科技有限公司","熙直美CSM Implant","修复基台（单牙）","国械注进20163170695","基台系统","国械注进20163630695","包含注册证下相关部件纯钛或钛合金材质","适用于单牙种植修复基台、材质为纯钛或钛合金","个",83,"dbcb9b90-492a-11ed-9447-b4055d63f15c","d7697d68-d492-11eb-a006-0050568f9c84","国械注进20163170695","基台系统","熙直美CSM Implant","北京华直医疗科技有限公司","6360d408-492a-11ed-9447-b4055d63f15c","基台系统-基台","CA5535N-25","CA5535N-25","纯钛","C0702021380500114636","C07020213805001146360000015"]
[163,"J07710001","CSM钛合金种植系统或CSM四级纯钛种植系统","钛合金种植体产品系统和四级纯钛种植体产品系统共同使用","北京华直医疗科技有限公司","熙直美CSM Implant","修复基台（单牙）","国械注进20163170695","基台系统","国械注进20163630695","包含注册证下相关部件纯钛或钛合金材质","适用于单牙种植修复基台、材质为纯钛或钛合金","个",83,"dbccbce2-492a-11ed-9447-b4055d63f15c","d7697d68-d492-11eb-a006-0050568f9c84","国械注进20163170695","基台系统","熙直美CSM Implant","北京华直医疗科技有限公司","6360d408-492a-11ed-9447-b4055d63f15c","基台系统-基台","RA39100-25","RA39100-25","纯钛","C0702021380500114636","C07020213805001146360000030"]
[163,"J07710001","CSM钛合金种植系统或CSM四级纯钛种植系统","钛合金种植体产品系统和四级纯钛种植体产品系统共同使用","北京华直医疗科技有限公司","熙直美CSM Implant","修复基台（单牙）","国械注进20163170695","基台系统","国械注进20163630695","包含注册证下相关部件纯钛或钛合金材质","适用于单牙种植修复基台、材质为纯钛或钛合金","个",83,"dbcea3a3-492a-11ed-9447-b4055d63f15c","d7697d68-d492-11eb-a006-0050568f9c84","国械注进20163170695","基台系统","熙直美CSM Implant","北京华直医疗科技有限公司","6360d408-492a-11ed-9447-b4055d63f15c","基台系统-基台","AA551520-21","AA551520-21","纯钛","C0702021380500114636","C07020213805001146360000058"]
[163,"J07710001","CSM钛合金种植系统或CSM四级纯钛种植系统","钛合金种植体产品系统和四级纯钛种植体产品系统共同使用","北京华直医疗科技有限公司","熙直美CSM Implant","修复基台（单牙）","国械注进20163170695","基台系统","国械注进20163630695","包含注册证下相关部件纯钛或钛合金材质","适用于单牙种植修复基台、材质为纯钛或钛合金","个",83,"dbcfbde6-492a-11ed-9447-b4055d63f15c","d7697d68-d492-11eb-a006-0050568f9c84","国械注进20163170695","基台系统","熙直美CSM Implant","北京华直医疗科技有限公司","6360d408-492a-11ed-9447-b4055d63f15c","基台系统-基台","CA4555-21","CA4555-21","纯钛","C0702021380500114636","C07020213805001146360000077"]
[163,"J07710001","CSM钛合金种植系统或CSM四级纯钛种植系统","钛合金种植体产品系统和四级纯钛种植体产品系统共同使用","北京华直医疗科技有限公司","熙直美CSM Implant","修复基台（单牙）","国械注进20163170695","基台系统","国械注进20163630695","包含注册证下相关部件纯钛或钛合金材质","适用于单牙种植修复基台、材质为纯钛或钛合金","个",83,"dbd03d62-492a-11ed-9447-b4055d63f15c","d7697d68-d492-11eb-a006-0050568f9c84","国械注进20163170695","基台系统","熙直美CSM Implant","北京华直医疗科技有限公司","6360d408-492a-11ed-9447-b4055d63f15c","基台系统-基台","MA4515N-21","MA4515N-21","纯钛","C0702021380500114636","C07020213805001146360000085"]
[163,"J07710001","CSM钛合金种植系统或CSM四级纯钛种植系统","钛合金种植体产品系统和四级纯钛种植体产品系统共同使用","北京华直医疗科技有限公司","熙直美CSM Implant","修复基台（单牙）","国械注进20163170695","基台系统","国械注进20163630695","包含注册证下相关部件纯钛或钛合金材质","适用于单牙种植修复基台、材质为纯钛或钛合金","个",83,"dbd11e1f-492a-11ed-9447-b4055d63f15c","d7697d68-d492-11eb-a006-0050568f9c84","国械注进20163170695","基台系统","熙直美CSM Implant","北京华直医疗科技有限公司","6360d408-492a-11ed-9447-b4055d63f15c","基台系统-基台","MA5525N-25","MA5525N-25","纯钛","C0702021380500114636","C07020213805001146360000101"]
[163,"J07710001","CSM钛合金种植系统或CSM四级纯钛种植系统","钛合金种植体产品系统和四级纯钛种植体产品系统共同使用","北京华直医疗科技有限公司","熙直美CSM Implant","修复基台（单牙）","国械注进20163170695","基台系统","国械注进20163630695","包含注册证下相关部件纯钛或钛合金材质","适用于单牙种植修复基台、材质为纯钛或钛合金","个",83,"dbd238ff-492a-11ed-9447-b4055d63f15c","d7697d68-d492-11eb-a006-0050568f9c84","国械注进20163170695","基台系统","熙直美CSM Implant","北京华直医疗科技有限公司","6360d408-492a-11ed-9447-b4055d63f15c","基台系统-基台","MA5555N-21","MA5555N-21","纯钛","C0702021380500114636","C07020213805001146360000120"]
[163,"J07710001","CSM钛合金种植系统或CSM四级纯钛种植系统","钛合金种植体产品系统和四级纯钛种植体产品系统共同使用","北京华直医疗科技有限公司","熙直美CSM Implant","修复基台（单牙）","国械注进20163170695","基台系统","国械注进20163630695","包含注册证下相关部件纯钛或钛合金材质","适用于单牙种植修复基台、材质为纯钛或钛合金","个",83,"dbd32302-492a-11ed-9447-b4055d63f15c","d7697d68-d492-11eb-a006-0050568f9c84","国械注进20163170695","基台系统","熙直美CSM Implant","北京华直医疗科技有限公司","6360d408-492a-11ed-9447-b4055d63f15c","基台系统-基台","RA3920-21","RA3920-21","纯钛","C0702021380500114636","C07020213805001146360000136"]
[163,"J07710001","CSM钛合金种植系统或CSM四级纯钛种植系统","钛合金种植体产品系统和四级纯钛种植体产品系统共同使用","北京华直医疗科技有限公司","熙直美CSM Implant","修复基台（单牙）","国械注进20163170695","基台系统","国械注进20163630695","包含注册证下相关部件纯钛或钛合金材质","适用于单牙种植修复基台、材质为纯钛或钛合金","个",83,"dbd4a768-492a-11ed-9447-b4055d63f15c","d7697d68-d492-11eb-a006-0050568f9c84","国械注进20163170695","基台系统","熙直美CSM Implant","北京华直医疗科技有限公司","6360d408-492a-11ed-9447-b4055d63f15c","基台系统-基台","MA5535-25","MA5535-25","纯钛","C0702021380500114636","C07020213805001146360000163"]
[163,"J07710001","CSM钛合金种植系统或CSM四级纯钛种植系统","钛合金种植体产品系统和四级纯钛种植体产品系统共同使用","北京华直医疗科技有限公司","熙直美CSM Implant","修复基台（单牙）","国械注进20163170695","基台系统","国械注进20163630695","包含注册证下相关部件纯钛或钛合金材质","适用于单牙种植修复基台、材质为纯钛或钛合金","个",83,"dbd798e9-492a-11ed-9447-b4055d63f15c","d7697d68-d492-11eb-a006-0050568f9c84","国械注进20163170695","基台系统","熙直美CSM Implant","北京华直医疗科技有限公司","6360d408-492a-11ed-9447-b4055d63f15c","基台系统-基台","CA7545-25","CA7545-25","纯钛","C0702021380500114636","C07020213805001146360000188"]
[163,"J07710001","CSM钛合金种植系统或CSM四级纯钛种植系统","钛合金种植体产品系统和四级纯钛种植体产品系统共同使用","北京华直医疗科技有限公司","熙直美CSM Implant","修复基台（单牙）","国械注进20163170695","基台系统","国械注进20163630695","包含注册证下相关部件纯钛或钛合金材质","适用于单牙种植修复基台、材质为纯钛或钛合金","个",83,"dbd87c07-492a-11ed-9447-b4055d63f15c","d7697d68-d492-11eb-a006-0050568f9c84","国械注进20163170695","基台系统","熙直美CSM Implant","北京华直医疗科技有限公司","6360d408-492a-11ed-9447-b4055d63f15c","基台系统-基台","AA553515-21","AA553515-21","纯钛","C0702021380500114636","C07020213805001146360000205"]
[163,"J07710001","CSM钛合金种植系统或CSM四级纯钛种植系统","钛合金种植体产品系统和四级纯钛种植体产品系统共同使用","北京华直医疗科技有限公司","熙直美CSM Implant","修复基台（单牙）","国械注进20163170695","基台系统","国械注进20163630695","包含注册证下相关部件纯钛或钛合金材质","适用于单牙种植修复基台、材质为纯钛或钛合金","个",83,"dbd9286b-492a-11ed-9447-b4055d63f15c","d7697d68-d492-11eb-a006-0050568f9c84","国械注进20163170695","基台系统","熙直美CSM Implant","北京华直医疗科技有限公司","6360d408-492a-11ed-9447-b4055d63f15c","基台系统-基台","CA5515-25","CA5515-25","纯钛","C0702021380500114636","C07020213805001146360000225"]
[163,"J07710001","CSM钛合金种植系统或CSM四级纯钛种植系统","钛合金种植体产品系统和四级纯钛种植体产品系统共同使用","北京华直医疗科技有限公司","熙直美CSM Implant","修复基台（单牙）","国械注进20163170695","基台系统","国械注进20163630695","包含注册证下相关部件纯钛或钛合金材质","适用于单牙种植修复基台、材质为纯钛或钛合金","个",83,"dbd977b6-492a-11ed-9447-b4055d63f15c","d7697d68-d492-11eb-a006-0050568f9c84","国械注进20163170695","基台系统","熙直美CSM Implant","北京华直医疗科技有限公司","6360d408-492a-11ed-9447-b4055d63f15c","基台系统-基台","AA452520N-25","AA452520N-25","纯钛","C0702021380500114636","C07020213805001146360000231"]
[163,"J07710001","CSM钛合金种植系统或CSM四级纯钛种植系统","钛合金种植体产品系统和四级纯钛种植体产品系统共同使用","北京华直医疗科技有限公司","熙直美CSM Implant","修复基台（单牙）","国械注进20163170695","基台系统","国械注进20163630695","包含注册证下相关部件纯钛或钛合金材质","适用于单牙种植修复基台、材质为纯钛或钛合金","个",83,"dbdc6b5c-492a-11ed-9447-b4055d63f15c","d7697d68-d492-11eb-a006-0050568f9c84","国械注进20163170695","基台系统","熙直美CSM Implant","北京华直医疗科技有限公司","6360d408-492a-11ed-9447-b4055d63f15c","基台系统-基台","AA551515-21","AA551515-21","纯钛","C0702021380500114636","C07020213805001146360000256"]
[164,"J07710001","CSM钛合金种植系统或CSM四级纯钛种植系统","钛合金种植体产品系统和四级纯钛种植体产品系统共同使用","北京华直医疗科技有限公司","熙直美CSM Implant","愈合基台","国械注进20163170695","基台系统","国械注进20163630695","包含注册证下相关部件所有材质","不区分材质","个",45,"5506185f-8b0a-11ec-b3f8-90e2ba8d9d30","d7697d68-d492-11eb-a006-0050568f9c84","国械注进20163170695","基台系统","熙直美CSM Implant","北京华直医疗科技有限公司","813567c0-f65e-11eb-b658-0050568f9c84","基台系统-愈合基台","HA4515-21","HA4515-21","纯钛","C0702031380300014636","C07020313803000146360000012"]
[164,"J07710001","CSM钛合金种植系统或CSM四级纯钛种植系统","钛合金种植体产品系统和四级纯钛种植体产品系统共同使用","北京华直医疗科技有限公司","熙直美CSM Implant","愈合基台","国械注进20163170695","基台系统","国械注进20163630695","包含注册证下相关部件所有材质","不区分材质","个",45,"55077802-8b0a-11ec-b3f8-90e2ba8d9d30","d7697d68-d492-11eb-a006-0050568f9c84","国械注进20163170695","基台系统","熙直美CSM Implant","北京华直医疗科技有限公司","813567c0-f65e-11eb-b658-0050568f9c84","基台系统-愈合基台","HA5555-21","HA5555-21","纯钛","C0702031380300014636","C07020313803000146360000037"]
[165,"J07710001","CSM钛合金种植系统或CSM四级纯钛种植系统","钛合金种植体产品系统和四级纯钛种植体产品系统共同使用","北京华直医疗科技有限公司","熙直美CSM Implant","转移杆","国械备20210106号","种植辅助材料",null,"包含注册证下相关部件所有材质","不区分材质","个",52,"7e98cdf2-8d3b-11ec-b3f8-90e2ba8d9d30","1c4a7aa2-d4be-11eb-a006-0050568f9c84","国械备20210106号","种植辅助材料","熙直美 CSM Implant","北京华直医疗科技有限公司","33ff21dc-f686-11eb-b658-0050568f9c84","种植辅助材料-印模转移杆","CIT4525","CIT4525",null,"C0702041390200214636","C07020413902002146360000009"]
[165,"J07710001","CSM钛合金种植系统或CSM四级纯钛种植系统","钛合金种植体产品系统和四级纯钛种植体产品系统共同使用","北京华直医疗科技有限公司","熙直美CSM Implant","转移杆","国械备20210106号","种植辅助材料",null,"包含注册证下相关部件所有材质","不区分材质","个",52,"7ea0e3ea-8d3b-11ec-b3f8-90e2ba8d9d30","1c4a7aa2-d4be-11eb-a006-0050568f9c84","国械备20210106号","种植辅助材料","熙直美 CSM Implant","北京华直医疗科技有限公司","33ff21dc-f686-11eb-b658-0050568f9c84","种植辅助材料-印模转移杆","CIP4515N","CIP4515N",null,"C0702041390200214636","C07020413902002146360000041"]
[165,"J07710001","CSM钛合金种植系统或CSM四级纯钛种植系统","钛合金种植体产品系统和四级纯钛种植体产品系统共同使用","北京华直医疗科技有限公司","熙直美CSM Implant","转移杆","国械备20210106号","种植辅助材料",null,"包含注册证下相关部件所有材质","不区分材质","个",52,"7ea256c0-8d3b-11ec-b3f8-90e2ba8d9d30","1c4a7aa2-d4be-11eb-a006-0050568f9c84","国械备20210106号","种植辅助材料","熙直美 CSM Implant","北京华直医疗科技有限公司","33ff21dc-f686-11eb-b658-0050568f9c84","种植辅助材料-印模转移杆","CIP5525N","CIP5525N",null,"C0702041390200214636","C07020413902002146360000061"]
[161,"J07710001","CSM钛合金种植系统或CSM四级纯钛种植系统","钛合金种植体产品系统和四级纯钛种植体产品系统共同使用","北京华直医疗科技有限公司","熙直美CSM Implant","转移杆","国械备20210339号","种植体安装辅助器械",null,"包含注册证下相关部件所有材质","不区分材质","个",52,"e2dfe661-8d41-11ec-b3f8-90e2ba8d9d30","bacd5b1b-d941-11eb-b658-0050568f9c84","国械备20210339号","种植体安装辅助器械","熙直美 CSM Implant","北京华直医疗科技有限公司","93c043a1-8d40-11ec-b3f8-90e2ba8d9d30","种植体安装辅助器械","ICT5510N-25","ICT5510N-25",null,"C0702041390200214636","C07020413902002146360000071"]
[161,"J07710001","CSM钛合金种植系统或CSM四级纯钛种植系统","钛合金种植体产品系统和四级纯钛种植体产品系统共同使用","北京华直医疗科技有限公司","熙直美CSM Implant","转移杆","国械备20210339号","种植体安装辅助器械",null,"包含注册证下相关部件所有材质","不区分材质","个",52,"e2e00098-8d41-11ec-b3f8-90e2ba8d9d30","bacd5b1b-d941-11eb-b658-0050568f9c84","国械备20210339号","种植体安装辅助器械","熙直美 CSM Implant","北京华直医疗科技有限公司","93c043a1-8d40-11ec-b3f8-90e2ba8d9d30","种植体安装辅助器械","ICP5510-25","ICP5510-25",null,"C0702041390200214636","C07020413902002146360000074"]
[161,"J07710001","CSM钛合金种植系统或CSM四级纯钛种植系统","钛合金种植体产品系统和四级纯钛种植体产品系统共同使用","北京华直医疗科技有限公司","熙直美CSM Implant","转移杆","国械备20210339号","种植体安装辅助器械",null,"包含注册证下相关部件所有材质","不区分材质","个",52,"e2e03c3f-8d41-11ec-b3f8-90e2ba8d9d30","bacd5b1b-d941-11eb-b658-0050568f9c84","国械备20210339号","种植体安装辅助器械","熙直美 CSM Implant","北京华直医疗科技有限公司","93c043a1-8d40-11ec-b3f8-90e2ba8d9d30","种植体安装辅助器械","ICP6535-25","ICP6535-25",null,"C0702041390200214636","C07020413902002146360000093"]
[161,"J07710001","CSM钛合金种植系统或CSM四级纯钛种植系统","钛合金种植体产品系统和四级纯钛种植体产品系统共同使用","北京华直医疗科技有限公司","熙直美CSM Implant","转移杆","国械备20210339号","种植体安装辅助器械",null,"包含注册证下相关部件所有材质","不区分材质","个",52,"e2e08581-8d41-11ec-b3f8-90e2ba8d9d30","bacd5b1b-d941-11eb-b658-0050568f9c84","国械备20210339号","种植体安装辅助器械","熙直美 CSM Implant","北京华直医疗科技有限公司","93c043a1-8d40-11ec-b3f8-90e2ba8d9d30","种植体安装辅助器械","ICP6510N-25","ICP6510N-25",null,"C0702041390200214636","C07020413902002146360000122"]
[161,"J07710001","CSM钛合金种植系统或CSM四级纯钛种植系统","钛合金种植体产品系统和四级纯钛种植体产品系统共同使用","北京华直医疗科技有限公司","熙直美CSM Implant","转移杆","国械备20210339号","种植体安装辅助器械",null,"包含注册证下相关部件所有材质","不区分材质","个",52,"e2e0b061-8d41-11ec-b3f8-90e2ba8d9d30","bacd5b1b-d941-11eb-b658-0050568f9c84","国械备20210339号","种植体安装辅助器械","熙直美 CSM Implant","北京华直医疗科技有限公司","93c043a1-8d40-11ec-b3f8-90e2ba8d9d30","种植体安装辅助器械","ICP5535RN-21","ICP5535RN-21",null,"C0702041390200214636","C07020413902002146360000136"]
[161,"J07710001","CSM钛合金种植系统或CSM四级纯钛种植系统","钛合金种植体产品系统和四级纯钛种植体产品系统共同使用","北京华直医疗科技有限公司","熙直美CSM Implant","转移杆","国械备20210339号","种植体安装辅助器械",null,"包含注册证下相关部件所有材质","不区分材质","个",52,"e2e0c9e6-8d41-11ec-b3f8-90e2ba8d9d30","bacd5b1b-d941-11eb-b658-0050568f9c84","国械备20210339号","种植体安装辅助器械","熙直美 CSM Implant","北京华直医疗科技有限公司","93c043a1-8d40-11ec-b3f8-90e2ba8d9d30","种植体安装辅助器械","ICT5545-21","ICT5545-21",null,"C0702041390200214636","C07020413902002146360000151"]
[161,"J07710001","CSM钛合金种植系统或CSM四级纯钛种植系统","钛合金种植体产品系统和四级纯钛种植体产品系统共同使用","北京华直医疗科技有限公司","熙直美CSM Implant","转移杆","国械备20210339号","种植体安装辅助器械",null,"包含注册证下相关部件所有材质","不区分材质","个",52,"e2e11513-8d41-11ec-b3f8-90e2ba8d9d30","bacd5b1b-d941-11eb-b658-0050568f9c84","国械备20210339号","种植体安装辅助器械","熙直美 CSM Implant","北京华直医疗科技有限公司","93c043a1-8d40-11ec-b3f8-90e2ba8d9d30","种植体安装辅助器械","ICT5515N-21","ICT5515N-21",null,"C0702041390200214636","C07020413902002146360000179"]
[161,"J07710001","CSM钛合金种植系统或CSM四级纯钛种植系统","钛合金种植体产品系统和四级纯钛种植体产品系统共同使用","北京华直医疗科技有限公司","熙直美CSM Implant","转移杆","国械备20210339号","种植体安装辅助器械",null,"包含注册证下相关部件所有材质","不区分材质","个",52,"e2e13452-8d41-11ec-b3f8-90e2ba8d9d30","bacd5b1b-d941-11eb-b658-0050568f9c84","国械备20210339号","种植体安装辅助器械","熙直美 CSM Implant","北京华直医疗科技有限公司","93c043a1-8d40-11ec-b3f8-90e2ba8d9d30","种植体安装辅助器械","ICT6515-21","ICT6515-21",null,"C0702041390200214636","C07020413902002146360000198"]
[95,"J03310001","IS-II active种植体系统","四级纯钛种植体产品系统","纽白特（北京）商贸有限公司","纽白特有限公司Neobiotech Co., Ltd.","修复基台（单牙）","国械注进20173176152","基台系统Abutment","国械注进20173636152","包含注册证下相关部件纯钛或钛合金材质","适用于单牙种植修复基台、材质为纯钛或钛合金","个",115,"7b110189-4414-11eb-bb5e-fa163e311f19","7407e603-f91b-11ec-9447-b4055d63f15c","国械注进20173176152","基台系统Abutment","纽白特有限公司Neobiotech Co., Ltd.","纽白特（北京）商贸有限公司","2e9c86d3-4405-11eb-bb5e-fa163e311f19","基台系统-球型基台","3.5*13.1mm","ISABA300",null,"C0702021380100100082","C07020213801001000820000073"]
[95,"J03310001","IS-II active种植体系统","四级纯钛种植体产品系统","纽白特（北京）商贸有限公司","纽白特有限公司Neobiotech Co., Ltd.","修复基台（单牙）","国械注进20173176152","基台系统Abutment","国械注进20173636152","包含注册证下相关部件纯钛或钛合金材质","适用于单牙种植修复基台、材质为纯钛或钛合金","个",115,"7b110573-4414-11eb-bb5e-fa163e311f19","7407e603-f91b-11ec-9447-b4055d63f15c","国械注进20173176152","基台系统Abutment","纽白特有限公司Neobiotech Co., Ltd.","纽白特（北京）商贸有限公司","2e9c86d3-4405-11eb-bb5e-fa163e311f19","基台系统-球型基台","3.5*12.1mm","ISABA200",null,"C0702021380100100082","C07020213801001000820000075"]
[97,"J03310001","IS-II active种植体系统","四级纯钛种植体产品系统","纽白特（北京）商贸有限公司","纽白特有限公司Neobiotech Co., Ltd.","愈合基台","国械注进20173176367","基台CMI Implant System","国械注进20173636367","包含注册证下相关部件所有材质","不区分材质","个",15,"86a821c0-43f9-11eb-bb5e-fa163e311f19","528bd195-397f-11ed-9447-b4055d63f15c","国械注进20173176367","基台 CMI Implant System","纽白特有限公司 Neobiotech Co. , Ltd.","纽白特（北京）商贸有限公司","8bae8207-43f8-11eb-bb5e-fa163e311f19","基台-愈合基台","5.5*10.35*1.2*2.45mm","ISH504",null,"C0702031380100000082","C07020313801000000820000003"]
[96,"J03310001","IS-II active种植体系统","四级纯钛种植体产品系统","纽白特（北京）商贸有限公司","纽白特有限公司Neobiotech Co., Ltd.","修复基台（单牙）","国械注进20153170936","种植体配套用基台及附件",null,"包含注册证下相关部件纯钛或钛合金材质","适用于单牙种植修复基台、材质为纯钛或钛合金","个",115,"223576c9-45bd-11eb-bb5e-fa163e311f19","b41af6cc-2252-11eb-bf70-fa163e0a8baf","国械注进20153170936","种植体配套用基台及附件","纽白特有限公司 Neobiotech Co., Ltd.","纽白特（北京）商贸有限公司","a268e86b982211ecb3f890e2ba8d9d30","种植体配套用基台及附件-修复基台","4.5*9.5*5.5mm","ISAN415",null,"C0702021380100100082","C07020213801001000820000014"]
[96,"J03310001","IS-II active种植体系统","四级纯钛种植体产品系统","纽白特（北京）商贸有限公司","纽白特有限公司Neobiotech Co., Ltd.","修复基台（单牙）","国械注进20153170936","种植体配套用基台及附件",null,"包含注册证下相关部件纯钛或钛合金材质","适用于单牙种植修复基台、材质为纯钛或钛合金","个",115,"22373317-45bd-11eb-bb5e-fa163e311f19","b41af6cc-2252-11eb-bf70-fa163e0a8baf","国械注进20153170936","种植体配套用基台及附件","纽白特有限公司 Neobiotech Co., Ltd.","纽白特（北京）商贸有限公司","a268e86b982211ecb3f890e2ba8d9d30","种植体配套用基台及附件-修复基台","4.5*13.5*5.5mm","ISAN455",null,"C0702021380100100082","C07020213801001000820000023"]
[96,"J03310001","IS-II active种植体系统","四级纯钛种植体产品系统","纽白特（北京）商贸有限公司","纽白特有限公司Neobiotech Co., Ltd.","修复基台（单牙）","国械注进20153170936","种植体配套用基台及附件",null,"包含注册证下相关部件纯钛或钛合金材质","适用于单牙种植修复基台、材质为纯钛或钛合金","个",115,"22375174-45bd-11eb-bb5e-fa163e311f19","b41af6cc-2252-11eb-bf70-fa163e0a8baf","国械注进20153170936","种植体配套用基台及附件","纽白特有限公司 Neobiotech Co., Ltd.","纽白特（北京）商贸有限公司","a268e86b982211ecb3f890e2ba8d9d30","种植体配套用基台及附件-修复基台","6.5*11.5*5.5mm","ISAN735",null,"C0702021380100100082","C07020213801001000820000042"]
[96,"J03310001","IS-II active种植体系统","四级纯钛种植体产品系统","纽白特（北京）商贸有限公司","纽白特有限公司Neobiotech Co., Ltd.","修复基台（单牙）","国械注进20153170936","种植体配套用基台及附件",null,"包含注册证下相关部件纯钛或钛合金材质","适用于单牙种植修复基台、材质为纯钛或钛合金","个",115,"22377e05-45bd-11eb-bb5e-fa163e311f19","b41af6cc-2252-11eb-bf70-fa163e0a8baf","国械注进20153170936","种植体配套用基台及附件","纽白特有限公司 Neobiotech Co., Ltd.","纽白特（北京）商贸有限公司","a268e86b982211ecb3f890e2ba8d9d30","种植体配套用基台及附件-修复基台","5.7*9.0*4.0mm","ISAN6240",null,"C0702021380100100082","C07020213801001000820000065"]
[96,"J03310001","IS-II active种植体系统","四级纯钛种植体产品系统","纽白特（北京）商贸有限公司","纽白特有限公司Neobiotech Co., Ltd.","修复基台（单牙）","国械注进20153170936","种植体配套用基台及附件",null,"包含注册证下相关部件纯钛或钛合金材质","适用于单牙种植修复基台、材质为纯钛或钛合金","个",115,"94615138-45b7-11eb-bb5e-fa163e311f19","b41af6cc-2252-11eb-bf70-fa163e0a8baf","国械注进20153170936","种植体配套用基台及附件","纽白特有限公司 Neobiotech Co., Ltd.","纽白特（北京）商贸有限公司","a268e86b982211ecb3f890e2ba8d9d30","种植体配套用基台及附件-修复基台","6.5*15.0*7.0*0.6*2.5mm","ISAH757",null,"C0702021380100100082","C07020213801001000820000089"]
[96,"J03310001","IS-II active种植体系统","四级纯钛种植体产品系统","纽白特（北京）商贸有限公司","纽白特有限公司Neobiotech Co., Ltd.","修复基台（单牙）","国械注进20153170936","种植体配套用基台及附件",null,"包含注册证下相关部件纯钛或钛合金材质","适用于单牙种植修复基台、材质为纯钛或钛合金","个",115,"94623b36-45b7-11eb-bb5e-fa163e311f19","b41af6cc-2252-11eb-bf70-fa163e0a8baf","国械注进20153170936","种植体配套用基台及附件","纽白特有限公司 Neobiotech Co., Ltd.","纽白特（北京）商贸有限公司","a268e86b982211ecb3f890e2ba8d9d30","种植体配套用基台及附件-修复基台","4.5*10.5*4.5*0.6*2.5mm","ISAH434",null,"C0702021380100100082","C07020213801001000820000108"]
[96,"J03310001","IS-II active种植体系统","四级纯钛种植体产品系统","纽白特（北京）商贸有限公司","纽白特有限公司Neobiotech Co., Ltd.","修复基台（单牙）","国械注进20153170936","种植体配套用基台及附件",null,"包含注册证下相关部件纯钛或钛合金材质","适用于单牙种植修复基台、材质为纯钛或钛合金","个",115,"9462561e-45b7-11eb-bb5e-fa163e311f19","b41af6cc-2252-11eb-bf70-fa163e0a8baf","国械注进20153170936","种植体配套用基台及附件","纽白特有限公司 Neobiotech Co., Ltd.","纽白特（北京）商贸有限公司","a268e86b982211ecb3f890e2ba8d9d30","种植体配套用基台及附件-修复基台","6.5*11.5*4.5*0.6*2.5mm","ISAH744",null,"C0702021380100100082","C07020213801001000820000120"]
[96,"J03310001","IS-II active种植体系统","四级纯钛种植体产品系统","纽白特（北京）商贸有限公司","纽白特有限公司Neobiotech Co., Ltd.","修复基台（单牙）","国械注进20153170936","种植体配套用基台及附件",null,"包含注册证下相关部件纯钛或钛合金材质","适用于单牙种植修复基台、材质为纯钛或钛合金","个",115,"94f5c4b5-45bd-11eb-bb5e-fa163e311f19","b41af6cc-2252-11eb-bf70-fa163e0a8baf","国械注进20153170936","种植体配套用基台及附件","纽白特有限公司 Neobiotech Co., Ltd.","纽白特（北京）商贸有限公司","a268e86b982211ecb3f890e2ba8d9d30","种植体配套用基台及附件-修复基台","5.7*13.0*0.6*2.5mm","ISSH628",null,"C0702021380100100082","C07020213801001000820000151"]
[96,"J03310001","IS-II active种植体系统","四级纯钛种植体产品系统","纽白特（北京）商贸有限公司","纽白特有限公司Neobiotech Co., Ltd.","修复基台（单牙）","国械注进20153170936","种植体配套用基台及附件",null,"包含注册证下相关部件纯钛或钛合金材质","适用于单牙种植修复基台、材质为纯钛或钛合金","个",115,"94f5ce8e-45bd-11eb-bb5e-fa163e311f19","b41af6cc-2252-11eb-bf70-fa163e0a8baf","国械注进20153170936","种植体配套用基台及附件","纽白特有限公司 Neobiotech Co., Ltd.","纽白特（北京）商贸有限公司","a268e86b982211ecb3f890e2ba8d9d30","种植体配套用基台及附件-修复基台","6.5*15.0mm","ISSN748",null,"C0702021380100100082","C07020213801001000820000157"]
[96,"J03310001","IS-II active种植体系统","四级纯钛种植体产品系统","纽白特（北京）商贸有限公司","纽白特有限公司Neobiotech Co., Ltd.","修复基台（单牙）","国械注进20153170936","种植体配套用基台及附件",null,"包含注册证下相关部件纯钛或钛合金材质","适用于单牙种植修复基台、材质为纯钛或钛合金","个",115,"ccfd8b10-45bc-11eb-bb5e-fa163e311f19","b41af6cc-2252-11eb-bf70-fa163e0a8baf","国械注进20153170936","种植体配套用基台及附件","纽白特有限公司 Neobiotech Co., Ltd.","纽白特（北京）商贸有限公司","a268e86b982211ecb3f890e2ba8d9d30","种植体配套用基台及附件-修复基台","6.5*9.0*4.0*1.15*2.5mm","ISAS7240",null,"C0702021380100100082","C07020213801001000820000171"]
[96,"J03310001","IS-II active种植体系统","四级纯钛种植体产品系统","纽白特（北京）商贸有限公司","纽白特有限公司Neobiotech Co., Ltd.","修复基台（单牙）","国械注进20153170936","种植体配套用基台及附件",null,"包含注册证下相关部件纯钛或钛合金材质","适用于单牙种植修复基台、材质为纯钛或钛合金","个",115,"ccfdcdfb-45bc-11eb-bb5e-fa163e311f19","b41af6cc-2252-11eb-bf70-fa163e0a8baf","国械注进20153170936","种植体配套用基台及附件","纽白特有限公司 Neobiotech Co., Ltd.","纽白特（北京）商贸有限公司","a268e86b982211ecb3f890e2ba8d9d30","种植体配套用基台及附件-修复基台","6.5*11.0*7.0*1.15*2.5mm","ISAS717",null,"C0702021380100100082","C07020213801001000820000194"]
[96,"J03310001","IS-II active种植体系统","四级纯钛种植体产品系统","纽白特（北京）商贸有限公司","纽白特有限公司Neobiotech Co., Ltd.","修复基台（单牙）","国械注进20153170936","种植体配套用基台及附件",null,"包含注册证下相关部件纯钛或钛合金材质","适用于单牙种植修复基台、材质为纯钛或钛合金","个",115,"cd088ff7-45bc-11eb-bb5e-fa163e311f19","b41af6cc-2252-11eb-bf70-fa163e0a8baf","国械注进20153170936","种植体配套用基台及附件","纽白特有限公司 Neobiotech Co., Ltd.","纽白特（北京）商贸有限公司","a268e86b982211ecb3f890e2ba8d9d30","种植体配套用基台及附件-修复基台","6.5*12.5*5.5*1.15*2.5mm","ISAS745",null,"C0702021380100100082","C07020213801001000820000219"]
[96,"J03310001","IS-II active种植体系统","四级纯钛种植体产品系统","纽白特（北京）商贸有限公司","纽白特有限公司Neobiotech Co., Ltd.","修复基台（单牙）","国械注进20153170936","种植体配套用基台及附件",null,"包含注册证下相关部件纯钛或钛合金材质","适用于单牙种植修复基台、材质为纯钛或钛合金","个",115,"cd08b383-45bc-11eb-bb5e-fa163e311f19","b41af6cc-2252-11eb-bf70-fa163e0a8baf","国械注进20153170936","种植体配套用基台及附件","纽白特有限公司 Neobiotech Co., Ltd.","纽白特（北京）商贸有限公司","a268e86b982211ecb3f890e2ba8d9d30","种植体配套用基台及附件-修复基台","5.2*9.5*5.5*1.15*2.5mm","ISAS515",null,"C0702021380100100082","C07020213801001000820000240"]
[96,"J03310001","IS-II active种植体系统","四级纯钛种植体产品系统","纽白特（北京）商贸有限公司","纽白特有限公司Neobiotech Co., Ltd.","修复基台（单牙）","国械注进20153170936","种植体配套用基台及附件",null,"包含注册证下相关部件纯钛或钛合金材质","适用于单牙种植修复基台、材质为纯钛或钛合金","个",115,"d944ed0a-45bd-11eb-bb5e-fa163e311f19","b41af6cc-2252-11eb-bf70-fa163e0a8baf","国械注进20153170936","种植体配套用基台及附件","纽白特有限公司 Neobiotech Co., Ltd.","纽白特（北京）商贸有限公司","a268e86b982211ecb3f890e2ba8d9d30","种植体配套用基台及附件-修复基台","3.43*4.5*13.0*7.0*25mm","ISANA2437",null,"C0702021380100100082","C07020213801001000820000262"]
[96,"J03310001","IS-II active种植体系统","四级纯钛种植体产品系统","纽白特（北京）商贸有限公司","纽白特有限公司Neobiotech Co., Ltd.","修复基台（单牙）","国械注进20153170936","种植体配套用基台及附件",null,"包含注册证下相关部件纯钛或钛合金材质","适用于单牙种植修复基台、材质为纯钛或钛合金","个",115,"d945db75-45bd-11eb-bb5e-fa163e311f19","b41af6cc-2252-11eb-bf70-fa163e0a8baf","国械注进20153170936","种植体配套用基台及附件","纽白特有限公司 Neobiotech Co., Ltd.","纽白特（北京）商贸有限公司","a268e86b982211ecb3f890e2ba8d9d30","种植体配套用基台及附件-修复基台","3.43*5.7*12.0*7.0*0.6*2.5*15mm","ISAHA1627",null,"C0702021380100100082","C07020213801001000820000281"]
[96,"J03310001","IS-II active种植体系统","四级纯钛种植体产品系统","纽白特（北京）商贸有限公司","纽白特有限公司Neobiotech Co., Ltd.","修复基台（单牙）","国械注进20153170936","种植体配套用基台及附件",null,"包含注册证下相关部件纯钛或钛合金材质","适用于单牙种植修复基台、材质为纯钛或钛合金","个",115,"d945ee73-45bd-11eb-bb5e-fa163e311f19","b41af6cc-2252-11eb-bf70-fa163e0a8baf","国械注进20153170936","种植体配套用基台及附件","纽白特有限公司 Neobiotech Co., Ltd.","纽白特（北京）商贸有限公司","a268e86b982211ecb3f890e2ba8d9d30","种植体配套用基台及附件-修复基台","3.43*5.7*12.0*7.0*0.6*2.5*15mm","ISAHB1627",null,"C0702021380100100082","C07020213801001000820000291"]
[96,"J03310001","IS-II active种植体系统","四级纯钛种植体产品系统","纽白特（北京）商贸有限公司","纽白特有限公司Neobiotech Co., Ltd.","修复基台（单牙）","国械注进20153170936","种植体配套用基台及附件",null,"包含注册证下相关部件纯钛或钛合金材质","适用于单牙种植修复基台、材质为纯钛或钛合金","个",115,"ea6b0285-45b5-11eb-bb5e-fa163e311f19","b41af6cc-2252-11eb-bf70-fa163e0a8baf","国械注进20153170936","种植体配套用基台及附件","纽白特有限公司 Neobiotech Co., Ltd.","纽白特（北京）商贸有限公司","a268e86b982211ecb3f890e2ba8d9d30","种植体配套用基台及附件-修复基台","4.5*13.6*4.5*1.97mm","ISAE434",null,"C0702021380100100082","C07020213801001000820000305"]
[96,"J03310001","IS-II active种植体系统","四级纯钛种植体产品系统","纽白特（北京）商贸有限公司","纽白特有限公司Neobiotech Co., Ltd.","修复基台（单牙）","国械注进20153170936","种植体配套用基台及附件",null,"包含注册证下相关部件纯钛或钛合金材质","适用于单牙种植修复基台、材质为纯钛或钛合金","个",115,"ea6c6df1-45b5-11eb-bb5e-fa163e311f19","b41af6cc-2252-11eb-bf70-fa163e0a8baf","国械注进20153170936","种植体配套用基台及附件","纽白特有限公司 Neobiotech Co., Ltd.","纽白特（北京）商贸有限公司","a268e86b982211ecb3f890e2ba8d9d30","种植体配套用基台及附件-修复基台","6.5*13.6*4.5*1.97mm","ISAE734",null,"C0702021380100100082","C07020213801001000820000324"]
[96,"J03310001","IS-II active种植体系统","四级纯钛种植体产品系统","纽白特（北京）商贸有限公司","纽白特有限公司Neobiotech Co., Ltd.","修复基台（单牙）","国械注进20153170936","种植体配套用基台及附件",null,"包含注册证下相关部件纯钛或钛合金材质","适用于单牙种植修复基台、材质为纯钛或钛合金","个",115,"ea6e8095-45b5-11eb-bb5e-fa163e311f19","b41af6cc-2252-11eb-bf70-fa163e0a8baf","国械注进20153170936","种植体配套用基台及附件","纽白特有限公司 Neobiotech Co., Ltd.","纽白特（北京）商贸有限公司","a268e86b982211ecb3f890e2ba8d9d30","种植体配套用基台及附件-修复基台","5.2*14.6*4.5*1.97mm","ISAE544",null,"C0702021380100100082","C07020213801001000820000342"]
[96,"J03310001","IS-II active种植体系统","四级纯钛种植体产品系统","纽白特（北京）商贸有限公司","纽白特有限公司Neobiotech Co., Ltd.","修复基台（单牙）","国械注进20153170936","种植体配套用基台及附件",null,"包含注册证下相关部件纯钛或钛合金材质","适用于单牙种植修复基台、材质为纯钛或钛合金","个",115,"ea6f3bc7-45b5-11eb-bb5e-fa163e311f19","b41af6cc-2252-11eb-bf70-fa163e0a8baf","国械注进20153170936","种植体配套用基台及附件","纽白特有限公司 Neobiotech Co., Ltd.","纽白特（北京）商贸有限公司","a268e86b982211ecb3f890e2ba8d9d30","种植体配套用基台及附件-修复基台","5.2*12.1*4.0*1.97mm","ISAE5240",null,"C0702021380100100082","C07020213801001000820000367"]
[99,"J03310001","IS-II active种植体系统","四级纯钛种植体产品系统","纽白特（北京）商贸有限公司","纽白特有限公司Neobiotech Co., Ltd.","转移杆","国械备20170082号","转移帽 Transfer coping",null,"包含注册证下相关部件所有材质","不区分材质","个",30,"5daec4fb-4f29-11eb-bb5e-fa163e311f19","20CC5B1A-7073-4B8B-AEAC-483AA0682E0D","国械备20170082号","转移帽 Transfer coping","Neobiotech Co., Ltd. 纽白特有限公司","纽白特（北京）商贸有限公司","4fdae611-4f26-11eb-bb5e-fa163e311f19","转移帽","5.5*14.7*2.5mm＋21.5*2.3mm","ISIPH511",null,"C0702041390200200082","C07020413902002000820000011"]
[99,"J03310001","IS-II active种植体系统","四级纯钛种植体产品系统","纽白特（北京）商贸有限公司","纽白特有限公司Neobiotech Co., Ltd.","转移杆","国械备20170082号","转移帽 Transfer coping",null,"包含注册证下相关部件所有材质","不区分材质","个",30,"5daedab8-4f29-11eb-bb5e-fa163e311f19","20CC5B1A-7073-4B8B-AEAC-483AA0682E0D","国械备20170082号","转移帽 Transfer coping","Neobiotech Co., Ltd. 纽白特有限公司","纽白特（北京）商贸有限公司","4fdae611-4f26-11eb-bb5e-fa163e311f19","转移帽","6.0*17.7*2.5mm＋21.5*2.3mm","ISIPHL611",null,"C0702041390200200082","C07020413902002000820000023"]
[94,"J03310001","IS-II active种植体系统","四级纯钛种植体产品系统","纽白特（北京）商贸有限公司","纽白特有限公司Neobiotech Co., Ltd.","种植体（含覆盖螺丝）","国械注进20153171747","牙科种植体 Dental Implant","国械注进20153631747","四级纯钛","不含临时种植体、穿颧种植体和一段式种植体。","个",561,"36c4365b-3538-11eb-abe2-fa163e311f19","d05a322d-2254-11eb-bf70-fa163e0a8baf","国械注进20153171747","牙科种植体 Dental Implant","纽白特有限公司 Neobiotech Co., Ltd.","纽白特（北京）商贸有限公司","5e1811d0-3530-11eb-abe2-fa163e311f19","牙科种植体-种植体","4.5*5.5*5.5*13.0*2.5mm；M2.0*0.4-6H","BIS5513A",null,"C0702011370100100082","C07020113701001000820000008"]
[94,"J03310001","IS-II active种植体系统","四级纯钛种植体产品系统","纽白特（北京）商贸有限公司","纽白特有限公司Neobiotech Co., Ltd.","种植体（含覆盖螺丝）","国械注进20153171747","牙科种植体 Dental Implant","国械注进20153631747","四级纯钛","不含临时种植体、穿颧种植体和一段式种植体。","个",561,"36cb9330-3538-11eb-abe2-fa163e311f19","d05a322d-2254-11eb-bf70-fa163e0a8baf","国械注进20153171747","牙科种植体 Dental Implant","纽白特有限公司 Neobiotech Co., Ltd.","纽白特（北京）商贸有限公司","5e1811d0-3530-11eb-abe2-fa163e311f19","牙科种植体-种植体","3.5*3.8*3.5*10.0*2.5mm；M2.0*0.4-6H","BIS3510A",null,"C0702011370100100082","C07020113701001000820000027"]
[276,"S30860001","利多齿种植体系统LeadOss Implant System","四级纯钛种植体产品系统","杭州民生立德医疗科技有限公司","杭州民生立德医疗科技有限公司","种植体（含覆盖螺丝）","国械注准20213170721","骨水平牙种植体及附件",null,"四级纯钛","不含临时种植体、穿颧种植体和一段式种植体。","个",358,"4b159f5b-4e5d-11ec-921a-0050568f9c84","9709f6fa-475e-11ec-921a-0050568f9c84","国械注准20213170721","骨水平牙种植体及附件","杭州民生立德医疗科技有限公司","杭州民生立德医疗科技有限公司","0230f440-4e59-11ec-921a-0050568f9c84","骨水平牙种植体及附件-骨水平牙种植体","RC,Φ6.0mm,L8.5mm,S.L.A.","BR6008",null,"C0702011370100104560","C07020113701001045600000007"]
[276,"S30860001","利多齿种植体系统LeadOss Implant System","四级纯钛种植体产品系统","杭州民生立德医疗科技有限公司","杭州民生立德医疗科技有限公司","种植体（含覆盖螺丝）","国械注准20213170721","骨水平牙种植体及附件",null,"四级纯钛","不含临时种植体、穿颧种植体和一段式种植体。","个",358,"4b15af44-4e5d-11ec-921a-0050568f9c84","9709f6fa-475e-11ec-921a-0050568f9c84","国械注准20213170721","骨水平牙种植体及附件","杭州民生立德医疗科技有限公司","杭州民生立德医疗科技有限公司","0230f440-4e59-11ec-921a-0050568f9c84","骨水平牙种植体及附件-骨水平牙种植体","RC,Φ4.8mm,L7.0mm,S.L.A.","BR4807",null,"C0702011370100104560","C07020113701001045600000013"]
[276,"S30860001","利多齿种植体系统LeadOss Implant System","四级纯钛种植体产品系统","杭州民生立德医疗科技有限公司","杭州民生立德医疗科技有限公司","种植体（含覆盖螺丝）","国械注准20213170721","骨水平牙种植体及附件",null,"四级纯钛","不含临时种植体、穿颧种植体和一段式种植体。","个",358,"4b1b4b38-4e5d-11ec-921a-0050568f9c84","9709f6fa-475e-11ec-921a-0050568f9c84","国械注准20213170721","骨水平牙种植体及附件","杭州民生立德医疗科技有限公司","杭州民生立德医疗科技有限公司","0230f440-4e59-11ec-921a-0050568f9c84","骨水平牙种植体及附件-骨水平牙种植体","RC,Φ4.8mm,L11.5mm,S.L.A.","BR4811",null,"C0702011370100104560","C07020113701001045600000032"]
[280,"S30860001","利多齿种植体系统LeadOss Implant System","四级纯钛种植体产品系统","杭州民生立德医疗科技有限公司","杭州民生立德医疗科技有限公司","愈合基台","国械注准20213170721","骨水平牙种植体及附件",null,"包含注册证下相关部件所有材质","不区分材质","个",40,"d81d6105-4e5d-11ec-921a-0050568f9c84","9709f6fa-475e-11ec-921a-0050568f9c84","国械注准20213170721","骨水平牙种植体及附件","杭州民生立德医疗科技有限公司","杭州民生立德医疗科技有限公司","15503104-4e5b-11ec-921a-0050568f9c84","骨水平牙种植体及附件 - 愈合基台","NC,Φ5.0,H4.0","BHN504",null,"C0702031380300004560","C07020313803000045600000032"]
[278,"S30860001","利多齿种植体系统LeadOss Implant System","四级纯钛种植体产品系统","杭州民生立德医疗科技有限公司","杭州民生立德医疗科技有限公司","修复基台（单牙）","国械注准20213170645","骨水平牙种植体基台",null,"包含注册证下相关部件纯钛或钛合金材质","适用于单牙种植修复基台、材质为纯钛或钛合金","个",60,"957fcd92-4e7f-11ec-921a-0050568f9c84","0fb550e5-4760-11ec-921a-0050568f9c84","国械注准20213170645","骨水平牙种植体基台","杭州民生立德医疗科技有限公司","杭州民生立德医疗科技有限公司","c31494e9-4e76-11ec-921a-0050568f9c84","骨水平牙种植体基台 - 基台","RC,Φ6.0,G/H2.0,25°,Hex,A","BAR60225A",null,"C0702021380100104560","C07020213801001045600000025"]
[278,"S30860001","利多齿种植体系统LeadOss Implant System","四级纯钛种植体产品系统","杭州民生立德医疗科技有限公司","杭州民生立德医疗科技有限公司","修复基台（单牙）","国械注准20213170645","骨水平牙种植体基台",null,"包含注册证下相关部件纯钛或钛合金材质","适用于单牙种植修复基台、材质为纯钛或钛合金","个",60,"95a278ac-4e7f-11ec-921a-0050568f9c84","0fb550e5-4760-11ec-921a-0050568f9c84","国械注准20213170645","骨水平牙种植体基台","杭州民生立德医疗科技有限公司","杭州民生立德医疗科技有限公司","c31494e9-4e76-11ec-921a-0050568f9c84","骨水平牙种植体基台 - 基台","RC,Φ6.0,G/H2.0,15°,Hex,B","BAR60215B",null,"C0702021380100104560","C07020213801001045600000050"]
[278,"S30860001","利多齿种植体系统LeadOss Implant System","四级纯钛种植体产品系统","杭州民生立德医疗科技有限公司","杭州民生立德医疗科技有限公司","修复基台（单牙）","国械注准20213170645","骨水平牙种植体基台",null,"包含注册证下相关部件纯钛或钛合金材质","适用于单牙种植修复基台、材质为纯钛或钛合金","个",60,"95a28b26-4e7f-11ec-921a-0050568f9c84","0fb550e5-4760-11ec-921a-0050568f9c84","国械注准20213170645","骨水平牙种植体基台","杭州民生立德医疗科技有限公司","杭州民生立德医疗科技有限公司","c31494e9-4e76-11ec-921a-0050568f9c84","骨水平牙种植体基台 - 基台","NC,Φ4.5,G/H2.0,25°,Hex,B","BAN45225B",null,"C0702021380100104560","C07020213801001045600000059"]
[278,"S30860001","利多齿种植体系统LeadOss Implant System","四级纯钛种植体产品系统","杭州民生立德医疗科技有限公司","杭州民生立德医疗科技有限公司","修复基台（单牙）","国械注准20213170645","骨水平牙种植体基台",null,"包含注册证下相关部件纯钛或钛合金材质","适用于单牙种植修复基台、材质为纯钛或钛合金","个",60,"e835f940-4e7f-11ec-921a-0050568f9c84","0fb550e5-4760-11ec-921a-0050568f9c84","国械注准20213170645","骨水平牙种植体基台","杭州民生立德医疗科技有限公司","杭州民生立德医疗科技有限公司","c31494e9-4e76-11ec-921a-0050568f9c84","骨水平牙种植体基台 - 基台","RC,Φ4.5,G/H1.0,H4.0,Hex","BCR4514H",null,"C0702021380100104560","C07020213801001045600000087"]
[278,"S30860001","利多齿种植体系统LeadOss Implant System","四级纯钛种植体产品系统","杭州民生立德医疗科技有限公司","杭州民生立德医疗科技有限公司","修复基台（单牙）","国械注准20213170645","骨水平牙种植体基台",null,"包含注册证下相关部件纯钛或钛合金材质","适用于单牙种植修复基台、材质为纯钛或钛合金","个",60,"e86338cd-4e7f-11ec-921a-0050568f9c84","0fb550e5-4760-11ec-921a-0050568f9c84","国械注准20213170645","骨水平牙种植体基台","杭州民生立德医疗科技有限公司","杭州民生立德医疗科技有限公司","c31494e9-4e76-11ec-921a-0050568f9c84","骨水平牙种植体基台 - 基台","NC,Φ5.0,G/H1.0,H7.0,Hex","BCN5017H",null,"C0702021380100104560","C07020213801001045600000106"]
[278,"S30860001","利多齿种植体系统LeadOss Implant System","四级纯钛种植体产品系统","杭州民生立德医疗科技有限公司","杭州民生立德医疗科技有限公司","修复基台（单牙）","国械注准20213170645","骨水平牙种植体基台",null,"包含注册证下相关部件纯钛或钛合金材质","适用于单牙种植修复基台、材质为纯钛或钛合金","个",60,"e8634253-4e7f-11ec-921a-0050568f9c84","0fb550e5-4760-11ec-921a-0050568f9c84","国械注准20213170645","骨水平牙种植体基台","杭州民生立德医疗科技有限公司","杭州民生立德医疗科技有限公司","c31494e9-4e76-11ec-921a-0050568f9c84","骨水平牙种植体基台 - 基台","RC,Φ4.5,G/H5.0,H7.0,Hex","BCR4557H",null,"C0702021380100104560","C07020213801001045600000111"]
[278,"S30860001","利多齿种植体系统LeadOss Implant System","四级纯钛种植体产品系统","杭州民生立德医疗科技有限公司","杭州民生立德医疗科技有限公司","修复基台（单牙）","国械注准20213170645","骨水平牙种植体基台",null,"包含注册证下相关部件纯钛或钛合金材质","适用于单牙种植修复基台、材质为纯钛或钛合金","个",60,"e864dc7e-4e7f-11ec-921a-0050568f9c84","0fb550e5-4760-11ec-921a-0050568f9c84","国械注准20213170645","骨水平牙种植体基台","杭州民生立德医疗科技有限公司","杭州民生立德医疗科技有限公司","c31494e9-4e76-11ec-921a-0050568f9c84","骨水平牙种植体基台 - 基台","RC,Φ4.5,G/H4.0,H4.0,Non-Hex","BCR4544",null,"C0702021380100104560","C07020213801001045600000136"]
[278,"S30860001","利多齿种植体系统LeadOss Implant System","四级纯钛种植体产品系统","杭州民生立德医疗科技有限公司","杭州民生立德医疗科技有限公司","修复基台（单牙）","国械注准20213170645","骨水平牙种植体基台",null,"包含注册证下相关部件纯钛或钛合金材质","适用于单牙种植修复基台、材质为纯钛或钛合金","个",60,"e865031e-4e7f-11ec-921a-0050568f9c84","0fb550e5-4760-11ec-921a-0050568f9c84","国械注准20213170645","骨水平牙种植体基台","杭州民生立德医疗科技有限公司","杭州民生立德医疗科技有限公司","c31494e9-4e76-11ec-921a-0050568f9c84","骨水平牙种植体基台 - 基台","NC,Φ4.5,G/H3.0,H4.0,Hex","BCN4534H",null,"C0702021380100104560","C07020213801001045600000157"]
[278,"S30860001","利多齿种植体系统LeadOss Implant System","四级纯钛种植体产品系统","杭州民生立德医疗科技有限公司","杭州民生立德医疗科技有限公司","修复基台（单牙）","国械注准20213170645","骨水平牙种植体基台",null,"包含注册证下相关部件纯钛或钛合金材质","适用于单牙种植修复基台、材质为纯钛或钛合金","个",60,"e8652051-4e7f-11ec-921a-0050568f9c84","0fb550e5-4760-11ec-921a-0050568f9c84","国械注准20213170645","骨水平牙种植体基台","杭州民生立德医疗科技有限公司","杭州民生立德医疗科技有限公司","c31494e9-4e76-11ec-921a-0050568f9c84","骨水平牙种植体基台 - 基台","RC,Φ6.0,G/H5.0,H7.0,Non-Hex","BCR6057",null,"C0702021380100104560","C07020213801001045600000173"]
[278,"S30860001","利多齿种植体系统LeadOss Implant System","四级纯钛种植体产品系统","杭州民生立德医疗科技有限公司","杭州民生立德医疗科技有限公司","修复基台（单牙）","国械注准20213170645","骨水平牙种植体基台",null,"包含注册证下相关部件纯钛或钛合金材质","适用于单牙种植修复基台、材质为纯钛或钛合金","个",60,"e86550c9-4e7f-11ec-921a-0050568f9c84","0fb550e5-4760-11ec-921a-0050568f9c84","国械注准20213170645","骨水平牙种植体基台","杭州民生立德医疗科技有限公司","杭州民生立德医疗科技有限公司","c31494e9-4e76-11ec-921a-0050568f9c84","骨水平牙种植体基台 - 基台","RC,Φ4.5,G/H5.0,H4.0,Hex","BCR4554H",null,"C0702021380100104560","C07020213801001045600000198"]
[278,"S30860001","利多齿种植体系统LeadOss Implant System","四级纯钛种植体产品系统","杭州民生立德医疗科技有限公司","杭州民生立德医疗科技有限公司","修复基台（单牙）","国械注准20213170645","骨水平牙种植体基台",null,"包含注册证下相关部件纯钛或钛合金材质","适用于单牙种植修复基台、材质为纯钛或钛合金","个",60,"e86563b2-4e7f-11ec-921a-0050568f9c84","0fb550e5-4760-11ec-921a-0050568f9c84","国械注准20213170645","骨水平牙种植体基台","杭州民生立德医疗科技有限公司","杭州民生立德医疗科技有限公司","c31494e9-4e76-11ec-921a-0050568f9c84","骨水平牙种植体基台 - 基台","RC,Φ4.5,G/H4.0,H7.0,Hex","BCR4547H",null,"C0702021380100104560","C07020213801001045600000208"]
[278,"S30860001","利多齿种植体系统LeadOss Implant System","四级纯钛种植体产品系统","杭州民生立德医疗科技有限公司","杭州民生立德医疗科技有限公司","修复基台（单牙）","国械注准20213170645","骨水平牙种植体基台",null,"包含注册证下相关部件纯钛或钛合金材质","适用于单牙种植修复基台、材质为纯钛或钛合金","个",60,"f2ab5481-a58e-11ec-a4e1-90e2ba8d9d30","0fb550e5-4760-11ec-921a-0050568f9c84","国械注准20213170645","骨水平牙种植体基台","杭州民生立德医疗科技有限公司","杭州民生立德医疗科技有限公司","c31494e9-4e76-11ec-921a-0050568f9c84","骨水平牙种植体基台 - 基台","RC,Φ4.0,G/H2.0,H5.5","BSR4025",null,"C0702021380100104560","C07020213801001045600000235"]
[278,"S30860001","利多齿种植体系统LeadOss Implant System","四级纯钛种植体产品系统","杭州民生立德医疗科技有限公司","杭州民生立德医疗科技有限公司","修复基台（单牙）","国械注准20213170645","骨水平牙种植体基台",null,"包含注册证下相关部件纯钛或钛合金材质","适用于单牙种植修复基台、材质为纯钛或钛合金","个",60,"f2ab6b64-a58e-11ec-a4e1-90e2ba8d9d30","0fb550e5-4760-11ec-921a-0050568f9c84","国械注准20213170645","骨水平牙种植体基台","杭州民生立德医疗科技有限公司","杭州民生立德医疗科技有限公司","c31494e9-4e76-11ec-921a-0050568f9c84","骨水平牙种植体基台 - 基台","NC,Φ4.0,G/H1.0,H4.0","BSN4014",null,"C0702021380100104560","C07020213801001045600000241"]
[278,"S30860001","利多齿种植体系统LeadOss Implant System","四级纯钛种植体产品系统","杭州民生立德医疗科技有限公司","杭州民生立德医疗科技有限公司","修复基台（单牙）","国械注准20213170645","骨水平牙种植体基台",null,"包含注册证下相关部件纯钛或钛合金材质","适用于单牙种植修复基台、材质为纯钛或钛合金","个",60,"f2abf0f1-a58e-11ec-a4e1-90e2ba8d9d30","0fb550e5-4760-11ec-921a-0050568f9c84","国械注准20213170645","骨水平牙种植体基台","杭州民生立德医疗科技有限公司","杭州民生立德医疗科技有限公司","c31494e9-4e76-11ec-921a-0050568f9c84","骨水平牙种植体基台 - 基台","RC,Φ4.0,G/H1.0,H4.0","BSR4014",null,"C0702021380100104560","C07020213801001045600000259"]
[278,"S30860001","利多齿种植体系统LeadOss Implant System","四级纯钛种植体产品系统","杭州民生立德医疗科技有限公司","杭州民生立德医疗科技有限公司","修复基台（单牙）","国械注准20213170645","骨水平牙种植体基台",null,"包含注册证下相关部件纯钛或钛合金材质","适用于单牙种植修复基台、材质为纯钛或钛合金","个",60,"f2ac1baf-a58e-11ec-a4e1-90e2ba8d9d30","0fb550e5-4760-11ec-921a-0050568f9c84","国械注准20213170645","骨水平牙种植体基台","杭州民生立德医疗科技有限公司","杭州民生立德医疗科技有限公司","c31494e9-4e76-11ec-921a-0050568f9c84","骨水平牙种植体基台 - 基台","RC,Φ4.5,G/H3.0,H5.5","BSR4535",null,"C0702021380100104560","C07020213801001045600000284"]
[278,"S30860001","利多齿种植体系统LeadOss Implant System","四级纯钛种植体产品系统","杭州民生立德医疗科技有限公司","杭州民生立德医疗科技有限公司","修复基台（单牙）","国械注准20213170645","骨水平牙种植体基台",null,"包含注册证下相关部件纯钛或钛合金材质","适用于单牙种植修复基台、材质为纯钛或钛合金","个",60,"f2ac5759-a58e-11ec-a4e1-90e2ba8d9d30","0fb550e5-4760-11ec-921a-0050568f9c84","国械注准20213170645","骨水平牙种植体基台","杭州民生立德医疗科技有限公司","杭州民生立德医疗科技有限公司","c31494e9-4e76-11ec-921a-0050568f9c84","骨水平牙种植体基台 - 基台","NC,Φ4.0,G/H4.0,H4.0","BSN4044",null,"C0702021380100104560","C07020213801001045600000303"]
[279,"S30860001","利多齿种植体系统LeadOss Implant System","四级纯钛种植体产品系统","杭州民生立德医疗科技有限公司","杭州民生立德医疗科技有限公司","修复基台（单牙）","国械注准20223170283","软组织水平牙种植体基台",null,"包含注册证下相关部件纯钛或钛合金材质","适用于单牙种植修复基台、材质为纯钛或钛合金","个",60,"9263e960-ccea-11ec-a4e1-90e2ba8d9d30","1538a2e1-c758-11ec-a4e1-90e2ba8d9d30","国械注准20223170283","软组织水平牙种植体基台","杭州民生立德医疗科技有限公司","杭州民生立德医疗科技有限公司","790de8d4-cce9-11ec-a4e1-90e2ba8d9d30","软组织水平牙种植体基台-基台","RC,H4.0,Non-Octa","TCR4",null,"C0702021380100104560","C07020213801001045600000008"]
[283,"S30860001","利多齿种植体系统LeadOss Implant System","四级纯钛种植体产品系统","杭州民生立德医疗科技有限公司","杭州民生立德医疗科技有限公司","转移杆","浙杭械备20170184号","转移帽",null,"包含注册证下相关部件所有材质","不区分材质","个",50,"50035834-50d2-11ec-921a-0050568f9c84","1885d813-4828-11ec-921a-0050568f9c84","浙杭械备20170184号","转移帽","杭州民生立德医疗科技有限公司","杭州民生立德医疗科技有限公司","25159cd0-50bf-11ec-921a-0050568f9c84","转移帽","RC,H7.0","TEICCR7",null,"C0702041390100204560","C07020413901002045600000016"]
[283,"S30860001","利多齿种植体系统LeadOss Implant System","四级纯钛种植体产品系统","杭州民生立德医疗科技有限公司","杭州民生立德医疗科技有限公司","转移杆","浙杭械备20170184号","转移帽",null,"包含注册证下相关部件所有材质","不区分材质","个",50,"d37f773b-50d3-11ec-921a-0050568f9c84","1885d813-4828-11ec-921a-0050568f9c84","浙杭械备20170184号","转移帽","杭州民生立德医疗科技有限公司","杭州民生立德医疗科技有限公司","25159cd0-50bf-11ec-921a-0050568f9c84","转移帽","WC,H7.0","TSICCW7",null,"C0702041390100204560","C07020413901002045600000037"]
[283,"S30860001","利多齿种植体系统LeadOss Implant System","四级纯钛种植体产品系统","杭州民生立德医疗科技有限公司","杭州民生立德医疗科技有限公司","转移杆","浙杭械备20170184号","转移帽",null,"包含注册证下相关部件所有材质","不区分材质","个",50,"14b99a90-50ce-11ec-921a-0050568f9c84","1885d813-4828-11ec-921a-0050568f9c84","浙杭械备20170184号","转移帽","杭州民生立德医疗科技有限公司","杭州民生立德医疗科技有限公司","fbf58036-4e92-11ec-921a-0050568f9c84","转移帽","RC,Φ5.0,Long,Non-Hex","BTICR50L",null,"C0702041390200204560","C07020413902002045600000008"]
[283,"S30860001","利多齿种植体系统LeadOss Implant System","四级纯钛种植体产品系统","杭州民生立德医疗科技有限公司","杭州民生立德医疗科技有限公司","转移杆","浙杭械备20170184号","转移帽",null,"包含注册证下相关部件所有材质","不区分材质","个",50,"1f9233c3-50d0-11ec-921a-0050568f9c84","1885d813-4828-11ec-921a-0050568f9c84","浙杭械备20170184号","转移帽","杭州民生立德医疗科技有限公司","杭州民生立德医疗科技有限公司","fbf58036-4e92-11ec-921a-0050568f9c84","转移帽","RC,Long,Non-Octa","TPICRL",null,"C0702041390200204560","C07020413902002045600000018"]
[283,"S30860001","利多齿种植体系统LeadOss Implant System","四级纯钛种植体产品系统","杭州民生立德医疗科技有限公司","杭州民生立德医疗科技有限公司","转移杆","浙杭械备20170184号","转移帽",null,"包含注册证下相关部件所有材质","不区分材质","个",50,"67d28abd-4e93-11ec-921a-0050568f9c84","1885d813-4828-11ec-921a-0050568f9c84","浙杭械备20170184号","转移帽","杭州民生立德医疗科技有限公司","杭州民生立德医疗科技有限公司","fbf58036-4e92-11ec-921a-0050568f9c84","转移帽","RC,Long,Non-Octa","TTICRL",null,"C0702041390200204560","C07020413902002045600000050"]
[282,"S30860001","利多齿种植体系统LeadOss Implant System","四级纯钛种植体产品系统","杭州民生立德医疗科技有限公司","杭州民生立德医疗科技有限公司","种植体替代体","浙杭械备20170184号","转移帽",null,"包含注册证下相关部件所有材质","不区分材质","个",40,"9180f089-8007-11ed-9447-b4055d63f15c","1885d813-4828-11ec-921a-0050568f9c84","浙杭械备20170184号","转移帽","杭州民生立德医疗科技有限公司","杭州民生立德医疗科技有限公司","fbf58036-4e92-11ec-921a-0050568f9c84","转移帽","Φ4.0,H7.0","BSLA407",null,"C0702041390200204560","C07020413902002045600000124"]
[282,"S30860001","利多齿种植体系统LeadOss Implant System","四级纯钛种植体产品系统","杭州民生立德医疗科技有限公司","杭州民生立德医疗科技有限公司","种植体替代体","浙杭械备20170184号","转移帽",null,"包含注册证下相关部件所有材质","不区分材质","个",40,"9181cc28-8007-11ed-9447-b4055d63f15c","1885d813-4828-11ec-921a-0050568f9c84","浙杭械备20170184号","转移帽","杭州民生立德医疗科技有限公司","杭州民生立德医疗科技有限公司","fbf58036-4e92-11ec-921a-0050568f9c84","转移帽","RC,H5.5","TSLAR5",null,"C0702041390200204560","C07020413902002045600000141"]
[283,"S30860001","利多齿种植体系统LeadOss Implant System","四级纯钛种植体产品系统","杭州民生立德医疗科技有限公司","杭州民生立德医疗科技有限公司","转移杆","浙杭械备20170184号","转移帽",null,"包含注册证下相关部件所有材质","不区分材质","个",50,"a6b3fbf8-50d0-11ec-921a-0050568f9c84","1885d813-4828-11ec-921a-0050568f9c84","浙杭械备20170184号","转移帽","杭州民生立德医疗科技有限公司","杭州民生立德医疗科技有限公司","fbf58036-4e92-11ec-921a-0050568f9c84","转移帽","RC,Φ5.0,Long,Hex","BPICR50HL",null,"C0702041390200204560","C07020413902002045600000083"]
[282,"S30860001","利多齿种植体系统LeadOss Implant System","四级纯钛种植体产品系统","杭州民生立德医疗科技有限公司","杭州民生立德医疗科技有限公司","种植体替代体","浙杭械备20170184号","转移帽",null,"包含注册证下相关部件所有材质","不区分材质","个",40,"fc678dff-50cf-11ec-921a-0050568f9c84","1885d813-4828-11ec-921a-0050568f9c84","浙杭械备20170184号","转移帽","杭州民生立德医疗科技有限公司","杭州民生立德医疗科技有限公司","fbf58036-4e92-11ec-921a-0050568f9c84","转移帽","WC","TSAW65",null,"C0702041390200204560","C07020413902002045600000098"]
[277,"S30860001","利多齿种植体系统LeadOss Implant System","四级纯钛种植体产品系统","杭州民生立德医疗科技有限公司","杭州民生立德医疗科技有限公司","种植体（含覆盖螺丝）","国械注准20223170101","软组织水平牙种植体及附件",null,"四级纯钛","不含临时种植体、穿颧种植体和一段式种植体。","个",358,"c68727ba-9916-11ec-b3f8-90e2ba8d9d30","7f08c48d-95df-11ec-b3f8-90e2ba8d9d30","国械注准20223170101","软组织水平牙种植体及附件","杭州民生立德医疗科技有限公司","杭州民生立德医疗科技有限公司","ba509535-9906-11ec-b3f8-90e2ba8d9d30","软组织水平牙种植体及附件-软组织水平牙种植体","WC,L,Φ4.8mm,L8.5mm,S.L.A.","TWL4808",null,"C0702011370100104560","C07020113701001045600000054"]
[277,"S30860001","利多齿种植体系统LeadOss Implant System","四级纯钛种植体产品系统","杭州民生立德医疗科技有限公司","杭州民生立德医疗科技有限公司","种植体（含覆盖螺丝）","国械注准20223170101","软组织水平牙种植体及附件",null,"四级纯钛","不含临时种植体、穿颧种植体和一段式种植体。","个",358,"c6875586-9916-11ec-b3f8-90e2ba8d9d30","7f08c48d-95df-11ec-b3f8-90e2ba8d9d30","国械注准20223170101","软组织水平牙种植体及附件","杭州民生立德医疗科技有限公司","杭州民生立德医疗科技有限公司","ba509535-9906-11ec-b3f8-90e2ba8d9d30","软组织水平牙种植体及附件-软组织水平牙种植体","WC,L,Φ5.4mm,L11.5mm,S.L.A.","TWL5411",null,"C0702011370100104560","C07020113701001045600000079"]
[277,"S30860001","利多齿种植体系统LeadOss Implant System","四级纯钛种植体产品系统","杭州民生立德医疗科技有限公司","杭州民生立德医疗科技有限公司","种植体（含覆盖螺丝）","国械注准20223170101","软组织水平牙种植体及附件",null,"四级纯钛","不含临时种植体、穿颧种植体和一段式种植体。","个",358,"c68792ec-9916-11ec-b3f8-90e2ba8d9d30","7f08c48d-95df-11ec-b3f8-90e2ba8d9d30","国械注准20223170101","软组织水平牙种植体及附件","杭州民生立德医疗科技有限公司","杭州民生立德医疗科技有限公司","ba509535-9906-11ec-b3f8-90e2ba8d9d30","软组织水平牙种植体及附件-软组织水平牙种植体","WC,S,Φ5.4mm,L13.0mm,S.L.A.","TWS5413",null,"C0702011370100104560","C07020113701001045600000095"]
[42,"J01830001","韩国DIO种植系统","四级纯钛种植体产品系统","北京迪耀科贸有限公司","韩国迪耀株式会社DIO Corporation","转移杆","国械备20161140号","转移帽 Impression Coping",null,"包含注册证下相关部件所有材质","不区分材质","个",50,"b3462adc-50b7-11ec-921a-0050568f9c84","e8b096e6-3d17-11eb-abe2-fa163e311f19","国械备20161140号","转移帽 Impression Coping","韩国迪耀株式会社 DIO Corporation","北京迪耀科贸有限公司","09643e1a-5183-11eb-bb5e-fa163e311f19","转移帽 ","SABA 3510","SABA 3510","合金和高分子材料","C0702041390200312500","C07020413902003125000000008"]
[42,"J01830001","韩国DIO种植系统","四级纯钛种植体产品系统","北京迪耀科贸有限公司","韩国迪耀株式会社DIO Corporation","转移杆","国械备20161140号","转移帽 Impression Coping",null,"包含注册证下相关部件所有材质","不区分材质","个",50,"470af2a8-50c8-11ec-921a-0050568f9c84","e8b096e6-3d17-11eb-abe2-fa163e311f19","国械备20161140号","转移帽 Impression Coping","韩国迪耀株式会社 DIO Corporation","北京迪耀科贸有限公司","283436f3-50c8-11ec-921a-0050568f9c84","转移帽","APN 40514S","APN 40514S","合金和高分子材料","C0702041390100212500","C07020413901002125000000002","0880004924202520211210111713143"]
[42,"J01830001","韩国DIO种植系统","四级纯钛种植体产品系统","北京迪耀科贸有限公司","韩国迪耀株式会社DIO Corporation","转移杆","国械备20161140号","转移帽 Impression Coping",null,"包含注册证下相关部件所有材质","不区分材质","个",50,"25b2dfa7-2cc8-11ed-9447-b4055d63f15c","e8b096e6-3d17-11eb-abe2-fa163e311f19","国械备20161140号","转移帽 Impression Coping","韩国迪耀株式会社 DIO Corporation","北京迪耀科贸有限公司","a2efafa0982211ecb3f890e2ba8d9d30","转移帽","SIT 3915N","SIT 3915N","合金和高分子材料","C0702041390200212500","C07020413902002125000000122","088000492803002021121011171331"]
[42,"J01830001","韩国DIO种植系统","四级纯钛种植体产品系统","北京迪耀科贸有限公司","韩国迪耀株式会社DIO Corporation","转移杆","国械备20161140号","转移帽 Impression Coping",null,"包含注册证下相关部件所有材质","不区分材质","个",50,"6558763d-2908-11ed-9447-b4055d63f15c","e8b096e6-3d17-11eb-abe2-fa163e311f19","国械备20161140号","转移帽 Impression Coping","韩国迪耀株式会社 DIO Corporation","北京迪耀科贸有限公司","a2efafa0982211ecb3f890e2ba8d9d30","转移帽","IPI 48610N","IPI 48610N","合金和高分子材料","C0702041390200212500","C07020413902002125000000108","088000492791992021121011171396"]
[42,"J01830001","韩国DIO种植系统","四级纯钛种植体产品系统","北京迪耀科贸有限公司","韩国迪耀株式会社DIO Corporation","转移杆","国械备20161140号","转移帽 Impression Coping",null,"包含注册证下相关部件所有材质","不区分材质","个",50,"91fd64d5-5182-11eb-bb5e-fa163e311f19","e8b096e6-3d17-11eb-abe2-fa163e311f19","国械备20161140号","转移帽 Impression Coping","韩国迪耀株式会社 DIO Corporation","北京迪耀科贸有限公司","a2efafa0982211ecb3f890e2ba8d9d30","转移帽","SSPI5519H","SSPI5519H","合金和高分子材料","C0702041390200212500","C07020413902002125000000016","0880004928090420211210111713245"]
[42,"J01830001","韩国DIO种植系统","四级纯钛种植体产品系统","北京迪耀科贸有限公司","韩国迪耀株式会社DIO Corporation","转移杆","国械备20161140号","转移帽 Impression Coping",null,"包含注册证下相关部件所有材质","不区分材质","个",50,"91fd9aa5-5182-11eb-bb5e-fa163e311f19","e8b096e6-3d17-11eb-abe2-fa163e311f19","国械备20161140号","转移帽 Impression Coping","韩国迪耀株式会社 DIO Corporation","北京迪耀科贸有限公司","a2efafa0982211ecb3f890e2ba8d9d30","转移帽","SSPI4515H","SSPI4515H","合金和高分子材料","C0702041390200212500","C07020413902002125000000029","0880004928074420211210111713271"]
[42,"J01830001","韩国DIO种植系统","四级纯钛种植体产品系统","北京迪耀科贸有限公司","韩国迪耀株式会社DIO Corporation","转移杆","国械备20161140号","转移帽 Impression Coping",null,"包含注册证下相关部件所有材质","不区分材质","个",50,"91fdfe6b-5182-11eb-bb5e-fa163e311f19","e8b096e6-3d17-11eb-abe2-fa163e311f19","国械备20161140号","转移帽 Impression Coping","韩国迪耀株式会社 DIO Corporation","北京迪耀科贸有限公司","a2efafa0982211ecb3f890e2ba8d9d30","转移帽","SSPI4510H","SSPI4510H","合金和高分子材料","C0702041390200212500","C07020413902002125000000059","0880004928070620211210111713267"]
[42,"J01830001","韩国DIO种植系统","四级纯钛种植体产品系统","北京迪耀科贸有限公司","韩国迪耀株式会社DIO Corporation","转移杆","国械备20161140号","转移帽 Impression Coping",null,"包含注册证下相关部件所有材质","不区分材质","个",50,"91fe1f12-5182-11eb-bb5e-fa163e311f19","e8b096e6-3d17-11eb-abe2-fa163e311f19","国械备20161140号","转移帽 Impression Coping","韩国迪耀株式会社 DIO Corporation","北京迪耀科贸有限公司","a2efafa0982211ecb3f890e2ba8d9d30","转移帽","SSPI6515N","SSPI6515N","合金和高分子材料","C0702041390200212500","C07020413902002125000000078","088000492809972021121011171359"]
[42,"J01830001","韩国DIO种植系统","四级纯钛种植体产品系统","北京迪耀科贸有限公司","韩国迪耀株式会社DIO Corporation","转移杆","国械备20161140号","转移帽 Impression Coping",null,"包含注册证下相关部件所有材质","不区分材质","个",50,"91fe2391-5182-11eb-bb5e-fa163e311f19","e8b096e6-3d17-11eb-abe2-fa163e311f19","国械备20161140号","转移帽 Impression Coping","韩国迪耀株式会社 DIO Corporation","北京迪耀科贸有限公司","a2efafa0982211ecb3f890e2ba8d9d30","转移帽","UNSTI4017N","UNSTI4017N","合金和高分子材料","C0702041390200212500","C07020413902002125000000080","0880004928143720211210111713209"]
[39,"J01830001","韩国DIO种植系统","四级纯钛种植体产品系统","北京迪耀科贸有限公司","韩国迪耀株式会社DIO Corporation","修复基台（单牙）","国械注进20153173028","基台及附件 Abutment and Accessories","国械注进20153633028","包含注册证下相关部件纯钛或钛合金材质","适用于单牙种植修复基台、材质为纯钛或钛合金","个",110,"1b5e6305-f11e-11eb-b658-0050568f9c84","eac6185a-3d1d-11eb-abe2-fa163e311f19","国械注进20153173028","基台及附件 Abutment and Accessories","韩国迪耀株式会社 DIO Corporation","北京迪耀科贸有限公司","2b8daae6-e2f3-11eb-b658-0050568f9c84","基台及附件","SAC 4837N(II)","SAC 4837N(II)","纯钛","C0702021380500112500","C07020213805001125000000015","0880004942095920211210111214653"]
[39,"J01830001","韩国DIO种植系统","四级纯钛种植体产品系统","北京迪耀科贸有限公司","韩国迪耀株式会社DIO Corporation","修复基台（单牙）","国械注进20153173028","基台及附件 Abutment and Accessories","国械注进20153633028","包含注册证下相关部件纯钛或钛合金材质","适用于单牙种植修复基台、材质为纯钛或钛合金","个",110,"1b60e6bf-f11e-11eb-b658-0050568f9c84","eac6185a-3d1d-11eb-abe2-fa163e311f19","国械注进20153173028","基台及附件 Abutment and Accessories","韩国迪耀株式会社 DIO Corporation","北京迪耀科贸有限公司","2b8daae6-e2f3-11eb-b658-0050568f9c84","基台及附件","SACN 3935N(II)","SACN 3935N(II)","纯钛","C0702021380500112500","C07020213805001125000000034","0880004942221220211210111214608"]
[39,"J01830001","韩国DIO种植系统","四级纯钛种植体产品系统","北京迪耀科贸有限公司","韩国迪耀株式会社DIO Corporation","修复基台（单牙）","国械注进20153173028","基台及附件 Abutment and Accessories","国械注进20153633028","包含注册证下相关部件纯钛或钛合金材质","适用于单牙种植修复基台、材质为纯钛或钛合金","个",110,"1b689faa-f11e-11eb-b658-0050568f9c84","eac6185a-3d1d-11eb-abe2-fa163e311f19","国械注进20153173028","基台及附件 Abutment and Accessories","韩国迪耀株式会社 DIO Corporation","北京迪耀科贸有限公司","2b8daae6-e2f3-11eb-b658-0050568f9c84","基台及附件","SAC 4867T(II)","SAC 4867T(II)","纯钛","C0702021380500112500","C07020213805001125000000066","0880004942116120211210111214635"]
[39,"J01830001","韩国DIO种植系统","四级纯钛种植体产品系统","北京迪耀科贸有限公司","韩国迪耀株式会社DIO Corporation","修复基台（单牙）","国械注进20153173028","基台及附件 Abutment and Accessories","国械注进20153633028","包含注册证下相关部件纯钛或钛合金材质","适用于单牙种植修复基台、材质为纯钛或钛合金","个",110,"1b68b1b7-f11e-11eb-b658-0050568f9c84","eac6185a-3d1d-11eb-abe2-fa163e311f19","国械注进20153173028","基台及附件 Abutment and Accessories","韩国迪耀株式会社 DIO Corporation","北京迪耀科贸有限公司","2b8daae6-e2f3-11eb-b658-0050568f9c84","基台及附件","SACN 3927N(II)","SACN 3927N(II)","纯钛","C0702021380500112500","C07020213805001125000000077","0880004942217520211210111214642"]
[40,"J01830001","韩国DIO种植系统","四级纯钛种植体产品系统","北京迪耀科贸有限公司","韩国迪耀株式会社DIO Corporation","修复基台（单牙）","国械注进20183632221","基台及附件DIO Implant","国食药监械（进）字2014第3633849号","包含注册证下相关部件纯钛或钛合金材质","适用于单牙种植修复基台、材质为纯钛或钛合金","个",110,"2725627d-f11c-11eb-b658-0050568f9c84","934fa18f-e2dd-11eb-b658-0050568f9c84","国械注进20183632221","基台及附件DIO Implant","DIO Corporation","北京迪耀科贸有限公司","2bf82903-f11b-11eb-b658-0050568f9c84","基台及附件","SAC 7825T(II)","SAC 7825T(II)","纯钛","C0702021380100112500","C07020213801001125000000092","0880004942194920211210111522312"]
[40,"J01830001","韩国DIO种植系统","四级纯钛种植体产品系统","北京迪耀科贸有限公司","韩国迪耀株式会社DIO Corporation","修复基台（单牙）","国械注进20183632221","基台及附件DIO Implant","国食药监械（进）字2014第3633849号","包含注册证下相关部件纯钛或钛合金材质","适用于单牙种植修复基台、材质为纯钛或钛合金","个",110,"2727ad70-f11c-11eb-b658-0050568f9c84","934fa18f-e2dd-11eb-b658-0050568f9c84","国械注进20183632221","基台及附件DIO Implant","DIO Corporation","北京迪耀科贸有限公司","2bf82903-f11b-11eb-b658-0050568f9c84","基台及附件","SAC 5815N(II)","SAC 5815N(II)","纯钛","C0702021380100112500","C07020213801001125000000121","0880004942121520211210111522281"]
[40,"J01830001","韩国DIO种植系统","四级纯钛种植体产品系统","北京迪耀科贸有限公司","韩国迪耀株式会社DIO Corporation","修复基台（单牙）","国械注进20183632221","基台及附件DIO Implant","国食药监械（进）字2014第3633849号","包含注册证下相关部件纯钛或钛合金材质","适用于单牙种植修复基台、材质为纯钛或钛合金","个",110,"2727de5e-f11c-11eb-b658-0050568f9c84","934fa18f-e2dd-11eb-b658-0050568f9c84","国械注进20183632221","基台及附件DIO Implant","DIO Corporation","北京迪耀科贸有限公司","2bf82903-f11b-11eb-b658-0050568f9c84","基台及附件","SAC 6844T(II)","SAC 6844T(II)","纯钛","C0702021380100112500","C07020213801001125000000140","0880004942180220211210111522289"]
[40,"J01830001","韩国DIO种植系统","四级纯钛种植体产品系统","北京迪耀科贸有限公司","韩国迪耀株式会社DIO Corporation","修复基台（单牙）","国械注进20183632221","基台及附件DIO Implant","国食药监械（进）字2014第3633849号","包含注册证下相关部件纯钛或钛合金材质","适用于单牙种植修复基台、材质为纯钛或钛合金","个",110,"2727e39a-f11c-11eb-b658-0050568f9c84","934fa18f-e2dd-11eb-b658-0050568f9c84","国械注进20183632221","基台及附件DIO Implant","DIO Corporation","北京迪耀科贸有限公司","2bf82903-f11b-11eb-b658-0050568f9c84","基台及附件","SAC 5814N(II)","SAC 5814N(II)","纯钛","C0702021380100112500","C07020213801001125000000143","0880004942118520211210111522276"]
[40,"J01830001","韩国DIO种植系统","四级纯钛种植体产品系统","北京迪耀科贸有限公司","韩国迪耀株式会社DIO Corporation","修复基台（单牙）","国械注进20183632221","基台及附件DIO Implant","国食药监械（进）字2014第3633849号","包含注册证下相关部件纯钛或钛合金材质","适用于单牙种植修复基台、材质为纯钛或钛合金","个",110,"27296b30-f11c-11eb-b658-0050568f9c84","934fa18f-e2dd-11eb-b658-0050568f9c84","国械注进20183632221","基台及附件DIO Implant","DIO Corporation","北京迪耀科贸有限公司","2bf82903-f11b-11eb-b658-0050568f9c84","基台及附件","SAC 6835N(II)","SAC 6835N(II)","纯钛","C0702021380100112500","C07020213801001125000000164","0880004942177220211210111522303"]
[34,"J01830001","韩国DIO种植系统","四级纯钛种植体产品系统","北京迪耀科贸有限公司","韩国迪耀株式会社DIO Corporation","愈合基台","国械注进20173170455","基台 DIO Implant","国械注进20173630455","包含注册证下相关部件所有材质","不区分材质","个",40,"7bef787b-0568-11ec-b658-0050568f9c84","1a1a00bb-0483-11ec-b658-0050568f9c84","国械注进20173170455","基台 DIO Implant","韩国迪耀株式会社 DIO Corporation","北京迪耀科贸有限公司","5482502b-0565-11ec-b658-0050568f9c84","基台","SAH 5238","SAH 5238","纯钛","C0702031380300012500","C07020313803000125000000015","0880004925898920211210111214717"]
[28,"J01830001","韩国DIO种植系统","四级纯钛种植体产品系统","北京迪耀科贸有限公司","韩国迪耀株式会社DIO Corporation","种植体（含覆盖螺丝）","国械注进20153173909","种植体系统 UF Fixture","国械注进20153633909","四级纯钛","不含临时种植体、穿颧种植体和一段式种植体。","个",630,"2827337c-4df7-11ed-9447-b4055d63f15c","b8d72cb3-3b9f-11eb-abe2-fa163e311f19","国械注进20153173909","种植体系统 UF Fixture","韩国迪耀株式会社 DIO Corporation","北京迪耀科贸有限公司","56ee5096-4f1c-11eb-bb5e-fa163e311f19","种植体系统-种植体","UF(II) 6015UV3","UF(II) 6015UV3","纯钛","C0702011370100112500","C07020113701001125000000170","088000492280672022090605135343"]
[28,"J01830001","韩国DIO种植系统","四级纯钛种植体产品系统","北京迪耀科贸有限公司","韩国迪耀株式会社DIO Corporation","种植体（含覆盖螺丝）","国械注进20153173909","种植体系统 UF Fixture","国械注进20153633909","四级纯钛","不含临时种植体、穿颧种植体和一段式种植体。","个",630,"28d4133a-4f24-11eb-bb5e-fa163e311f19","b8d72cb3-3b9f-11eb-abe2-fa163e311f19","国械注进20153173909","种植体系统 UF Fixture","韩国迪耀株式会社 DIO Corporation","北京迪耀科贸有限公司","56ee5096-4f1c-11eb-bb5e-fa163e311f19","种植体系统-种植体","UF(II)5510SF","UF(II)5510SF","纯钛","C0702011370100112500","C07020113701001125000000090","088000492270602021121011103653"]
[28,"J01830001","韩国DIO种植系统","四级纯钛种植体产品系统","北京迪耀科贸有限公司","韩国迪耀株式会社DIO Corporation","种植体（含覆盖螺丝）","国械注进20153173909","种植体系统 UF Fixture","国械注进20153633909","四级纯钛","不含临时种植体、穿颧种植体和一段式种植体。","个",630,"28d436aa-4f24-11eb-bb5e-fa163e311f19","b8d72cb3-3b9f-11eb-abe2-fa163e311f19","国械注进20153173909","种植体系统 UF Fixture","韩国迪耀株式会社 DIO Corporation","北京迪耀科贸有限公司","56ee5096-4f1c-11eb-bb5e-fa163e311f19","种植体系统-种植体","UF(II)5518SF","UF(II)5518SF","纯钛","C0702011370100112500","C07020113701001125000000109","088000492275412021121011103658"]
[28,"J01830001","韩国DIO种植系统","四级纯钛种植体产品系统","北京迪耀科贸有限公司","韩国迪耀株式会社DIO Corporation","种植体（含覆盖螺丝）","国械注进20153173909","种植体系统 UF Fixture","国械注进20153633909","四级纯钛","不含临时种植体、穿颧种植体和一段式种植体。","个",630,"28d45fae-4f24-11eb-bb5e-fa163e311f19","b8d72cb3-3b9f-11eb-abe2-fa163e311f19","国械注进20153173909","种植体系统 UF Fixture","韩国迪耀株式会社 DIO Corporation","北京迪耀科贸有限公司","56ee5096-4f1c-11eb-bb5e-fa163e311f19","种植体系统-种植体","UF(II)6011SF","UF(II)6011SF","纯钛","C0702011370100112500","C07020113701001125000000131","0880004922789320211210111036270"]
[28,"J01830001","韩国DIO种植系统","四级纯钛种植体产品系统","北京迪耀科贸有限公司","韩国迪耀株式会社DIO Corporation","种植体（含覆盖螺丝）","国械注进20153173909","种植体系统 UF Fixture","国械注进20153633909","四级纯钛","不含临时种植体、穿颧种植体和一段式种植体。","个",630,"45717994-4f23-11eb-bb5e-fa163e311f19","b8d72cb3-3b9f-11eb-abe2-fa163e311f19","国械注进20153173909","种植体系统 UF Fixture","韩国迪耀株式会社 DIO Corporation","北京迪耀科贸有限公司","56ee5096-4f1c-11eb-bb5e-fa163e311f19","种植体系统-种植体","UF(II)N3313S","UF(II)N3313S","纯钛","C0702011370100112500","C07020113701001125000000023","0880004923011420211210111036228"]
[28,"J01830001","韩国DIO种植系统","四级纯钛种植体产品系统","北京迪耀科贸有限公司","韩国迪耀株式会社DIO Corporation","种植体（含覆盖螺丝）","国械注进20153173909","种植体系统 UF Fixture","国械注进20153633909","四级纯钛","不含临时种植体、穿颧种植体和一段式种植体。","个",630,"45719e7c-4f23-11eb-bb5e-fa163e311f19","b8d72cb3-3b9f-11eb-abe2-fa163e311f19","国械注进20153173909","种植体系统 UF Fixture","韩国迪耀株式会社 DIO Corporation","北京迪耀科贸有限公司","56ee5096-4f1c-11eb-bb5e-fa163e311f19","种植体系统-种植体","UF(II)4008S","UF(II)4008S","纯钛","C0702011370100112500","C07020113701001125000000042","0880004922470020211210111036105"]
[28,"J01830001","韩国DIO种植系统","四级纯钛种植体产品系统","北京迪耀科贸有限公司","韩国迪耀株式会社DIO Corporation","种植体（含覆盖螺丝）","国械注进20153173909","种植体系统 UF Fixture","国械注进20153633909","四级纯钛","不含临时种植体、穿颧种植体和一段式种植体。","个",630,"45721f8b-4f23-11eb-bb5e-fa163e311f19","b8d72cb3-3b9f-11eb-abe2-fa163e311f19","国械注进20153173909","种植体系统 UF Fixture","韩国迪耀株式会社 DIO Corporation","北京迪耀科贸有限公司","56ee5096-4f1c-11eb-bb5e-fa163e311f19","种植体系统-种植体","UF(II)5513S","UF(II)5513S","纯钛","C0702011370100112500","C07020113701001125000000053","0880004922724420211210111036132"]
[28,"J01830001","韩国DIO种植系统","四级纯钛种植体产品系统","北京迪耀科贸有限公司","韩国迪耀株式会社DIO Corporation","种植体（含覆盖螺丝）","国械注进20153173909","种植体系统 UF Fixture","国械注进20153633909","四级纯钛","不含临时种植体、穿颧种植体和一段式种植体。","个",630,"4573054f-4f23-11eb-bb5e-fa163e311f19","b8d72cb3-3b9f-11eb-abe2-fa163e311f19","国械注进20153173909","种植体系统 UF Fixture","韩国迪耀株式会社 DIO Corporation","北京迪耀科贸有限公司","56ee5096-4f1c-11eb-bb5e-fa163e311f19","种植体系统-种植体","UF(II)4011S","UF(II)4011S","纯钛","C0702011370100112500","C07020113701001125000000066","0880004922486120211210111036107"]
[28,"J01830001","韩国DIO种植系统","四级纯钛种植体产品系统","北京迪耀科贸有限公司","韩国迪耀株式会社DIO Corporation","种植体（含覆盖螺丝）","国械注进20153173909","种植体系统 UF Fixture","国械注进20153633909","四级纯钛","不含临时种植体、穿颧种植体和一段式种植体。","个",630,"5e72308c-4df7-11ed-9447-b4055d63f15c","b8d72cb3-3b9f-11eb-abe2-fa163e311f19","国械注进20153173909","种植体系统 UF Fixture","韩国迪耀株式会社 DIO Corporation","北京迪耀科贸有限公司","56ee5096-4f1c-11eb-bb5e-fa163e311f19","种植体系统-种植体","UF(II) 7010UV3","UF(II) 7010UV3","纯钛","C0702011370100112500","C07020113701001125000000190","088000492288142022090605135352"]
[28,"J01830001","韩国DIO种植系统","四级纯钛种植体产品系统","北京迪耀科贸有限公司","韩国迪耀株式会社DIO Corporation","种植体（含覆盖螺丝）","国械注进20153173909","种植体系统 UF Fixture","国械注进20153633909","四级纯钛","不含临时种植体、穿颧种植体和一段式种植体。","个",630,"907f733f-4df6-11ed-9447-b4055d63f15c","b8d72cb3-3b9f-11eb-abe2-fa163e311f19","国械注进20153173909","种植体系统 UF Fixture","韩国迪耀株式会社 DIO Corporation","北京迪耀科贸有限公司","56ee5096-4f1c-11eb-bb5e-fa163e311f19","种植体系统-种植体","UF(II) 5510UV3","UF(II) 5510UV3","纯钛","C0702011370100112500","C07020113701001125000000202","088000492321322022090605135332"]
[32,"J01830001","韩国DIO种植系统","四级纯钛种植体产品系统","北京迪耀科贸有限公司","韩国迪耀株式会社DIO Corporation","修复基台（单牙）","国械注进20163170688","基台及配件 UF（II）Abutment and accessories","国械注进20163630688","包含注册证下相关部件纯钛或钛合金材质","适用于单牙种植修复基台、材质为纯钛或钛合金","个",110,"00d321d6-2cbf-11ed-9447-b4055d63f15c","d26f70b8-c4d3-11eb-a006-0050568f9c84","国械注进20163170688","基台及配件 UF（II）Abutment and accessories","韩国迪耀株式会社 DIO Corporation","北京迪耀科贸有限公司","c453d9d5-054f-11ec-b658-0050568f9c84","基台及配件","UFHL 55501H","UFHL 55501H","纯钛","C0702021380100112500","C07020213801001125000000007","0880004942755220211210111214423"]
[32,"J01830001","韩国DIO种植系统","四级纯钛种植体产品系统","北京迪耀科贸有限公司","韩国迪耀株式会社DIO Corporation","修复基台（单牙）","国械注进20163170688","基台及配件 UF（II）Abutment and accessories","国械注进20163630688","包含注册证下相关部件纯钛或钛合金材质","适用于单牙种植修复基台、材质为纯钛或钛合金","个",110,"3cac74ee-2cbe-11ed-9447-b4055d63f15c","d26f70b8-c4d3-11eb-a006-0050568f9c84","国械注进20163170688","基台及配件 UF（II）Abutment and accessories","韩国迪耀株式会社 DIO Corporation","北京迪耀科贸有限公司","c453d9d5-054f-11ec-b658-0050568f9c84","基台及配件","UFHL 45402H","UFHL 45402H","纯钛","C0702021380100112500","C07020213801001125000000169","0880004942983920211210111214412"]
[32,"J01830001","韩国DIO种植系统","四级纯钛种植体产品系统","北京迪耀科贸有限公司","韩国迪耀株式会社DIO Corporation","修复基台（单牙）","国械注进20163170688","基台及配件 UF（II）Abutment and accessories","国械注进20163630688","包含注册证下相关部件纯钛或钛合金材质","适用于单牙种植修复基台、材质为纯钛或钛合金","个",110,"445b4167-0558-11ec-b658-0050568f9c84","d26f70b8-c4d3-11eb-a006-0050568f9c84","国械注进20163170688","基台及配件 UF（II）Abutment and accessories","韩国迪耀株式会社 DIO Corporation","北京迪耀科贸有限公司","c453d9d5-054f-11ec-b658-0050568f9c84","基台及配件","UNSMA4550H","UNSMA4550H","纯钛","C0702021380100112500","C07020213801001125000000204","08800049272923202112101112145"]
[32,"J01830001","韩国DIO种植系统","四级纯钛种植体产品系统","北京迪耀科贸有限公司","韩国迪耀株式会社DIO Corporation","修复基台（单牙）","国械注进20163170688","基台及配件 UF（II）Abutment and accessories","国械注进20163630688","包含注册证下相关部件纯钛或钛合金材质","适用于单牙种植修复基台、材质为纯钛或钛合金","个",110,"4698eea8-0563-11ec-b658-0050568f9c84","d26f70b8-c4d3-11eb-a006-0050568f9c84","国械注进20163170688","基台及配件 UF（II）Abutment and accessories","韩国迪耀株式会社 DIO Corporation","北京迪耀科贸有限公司","c453d9d5-054f-11ec-b658-0050568f9c84","基台及配件","UNSBA3510","UNSBA3510","纯钛","C0702021380100112500","C07020213801001125000000208","0880004927173520211210111214387"]
[32,"J01830001","韩国DIO种植系统","四级纯钛种植体产品系统","北京迪耀科贸有限公司","韩国迪耀株式会社DIO Corporation","修复基台（单牙）","国械注进20163170688","基台及配件 UF（II）Abutment and accessories","国械注进20163630688","包含注册证下相关部件纯钛或钛合金材质","适用于单牙种植修复基台、材质为纯钛或钛合金","个",110,"6e3ae9ec-056a-11ec-b658-0050568f9c84","d26f70b8-c4d3-11eb-a006-0050568f9c84","国械注进20163170688","基台及配件 UF（II）Abutment and accessories","韩国迪耀株式会社 DIO Corporation","北京迪耀科贸有限公司","c453d9d5-054f-11ec-b658-0050568f9c84","基台及配件","SSCA45307N(II)","SSCA45307N(II)","纯钛","C0702021380100112500","C07020213801001125000000229","0880004942504620211210111036465"]
[32,"J01830001","韩国DIO种植系统","四级纯钛种植体产品系统","北京迪耀科贸有限公司","韩国迪耀株式会社DIO Corporation","修复基台（单牙）","国械注进20163170688","基台及配件 UF（II）Abutment and accessories","国械注进20163630688","包含注册证下相关部件纯钛或钛合金材质","适用于单牙种植修复基台、材质为纯钛或钛合金","个",110,"6e44ef6a-056a-11ec-b658-0050568f9c84","d26f70b8-c4d3-11eb-a006-0050568f9c84","国械注进20163170688","基台及配件 UF（II）Abutment and accessories","韩国迪耀株式会社 DIO Corporation","北京迪耀科贸有限公司","c453d9d5-054f-11ec-b658-0050568f9c84","基台及配件","UNSCA40307N","UNSCA40307N","纯钛","C0702021380100112500","C07020213801001125000000257","0880004942794120211210111036767"]
[32,"J01830001","韩国DIO种植系统","四级纯钛种植体产品系统","北京迪耀科贸有限公司","韩国迪耀株式会社DIO Corporation","修复基台（单牙）","国械注进20163170688","基台及配件 UF（II）Abutment and accessories","国械注进20163630688","包含注册证下相关部件纯钛或钛合金材质","适用于单牙种植修复基台、材质为纯钛或钛合金","个",110,"6e46654a-056a-11ec-b658-0050568f9c84","d26f70b8-c4d3-11eb-a006-0050568f9c84","国械注进20163170688","基台及配件 UF（II）Abutment and accessories","韩国迪耀株式会社 DIO Corporation","北京迪耀科贸有限公司","c453d9d5-054f-11ec-b658-0050568f9c84","基台及配件","SSCA75505N(II)","SSCA75505N(II)","纯钛","C0702021380100112500","C07020213801001125000000272","0880004942978520211210111036507"]
[32,"J01830001","韩国DIO种植系统","四级纯钛种植体产品系统","北京迪耀科贸有限公司","韩国迪耀株式会社DIO Corporation","修复基台（单牙）","国械注进20163170688","基台及配件 UF（II）Abutment and accessories","国械注进20163630688","包含注册证下相关部件纯钛或钛合金材质","适用于单牙种植修复基台、材质为纯钛或钛合金","个",110,"6e469219-056a-11ec-b658-0050568f9c84","d26f70b8-c4d3-11eb-a006-0050568f9c84","国械注进20163170688","基台及配件 UF（II）Abutment and accessories","韩国迪耀株式会社 DIO Corporation","北京迪耀科贸有限公司","c453d9d5-054f-11ec-b658-0050568f9c84","基台及配件","UNSCA45204H","UNSCA45204H","纯钛","C0702021380100112500","C07020213801001125000000291","0880004942825220211210111036741"]
[32,"J01830001","韩国DIO种植系统","四级纯钛种植体产品系统","北京迪耀科贸有限公司","韩国迪耀株式会社DIO Corporation","修复基台（单牙）","国械注进20163170688","基台及配件 UF（II）Abutment and accessories","国械注进20163630688","包含注册证下相关部件纯钛或钛合金材质","适用于单牙种植修复基台、材质为纯钛或钛合金","个",110,"6e492c75-056a-11ec-b658-0050568f9c84","d26f70b8-c4d3-11eb-a006-0050568f9c84","国械注进20163170688","基台及配件 UF（II）Abutment and accessories","韩国迪耀株式会社 DIO Corporation","北京迪耀科贸有限公司","c453d9d5-054f-11ec-b658-0050568f9c84","基台及配件","UNSCA40204H","UNSCA40204H","纯钛","C0702021380100112500","C07020213801001125000000308","0880004942783520211210111036720"]
[32,"J01830001","韩国DIO种植系统","四级纯钛种植体产品系统","北京迪耀科贸有限公司","韩国迪耀株式会社DIO Corporation","修复基台（单牙）","国械注进20163170688","基台及配件 UF（II）Abutment and accessories","国械注进20163630688","包含注册证下相关部件纯钛或钛合金材质","适用于单牙种植修复基台、材质为纯钛或钛合金","个",110,"6e5aca85-056a-11ec-b658-0050568f9c84","d26f70b8-c4d3-11eb-a006-0050568f9c84","国械注进20163170688","基台及配件 UF（II）Abutment and accessories","韩国迪耀株式会社 DIO Corporation","北京迪耀科贸有限公司","c453d9d5-054f-11ec-b658-0050568f9c84","基台及配件","UNSCA40507N","UNSCA40507N","纯钛","C0702021380100112500","C07020213801001125000000334","0880004942806120211210111036773"]
[32,"J01830001","韩国DIO种植系统","四级纯钛种植体产品系统","北京迪耀科贸有限公司","韩国迪耀株式会社DIO Corporation","修复基台（单牙）","国械注进20163170688","基台及配件 UF（II）Abutment and accessories","国械注进20163630688","包含注册证下相关部件纯钛或钛合金材质","适用于单牙种植修复基台、材质为纯钛或钛合金","个",110,"6e5b0618-056a-11ec-b658-0050568f9c84","d26f70b8-c4d3-11eb-a006-0050568f9c84","国械注进20163170688","基台及配件 UF（II）Abutment and accessories","韩国迪耀株式会社 DIO Corporation","北京迪耀科贸有限公司","c453d9d5-054f-11ec-b658-0050568f9c84","基台及配件","SSCA55505H(II)","SSCA55505H(II)","纯钛","C0702021380100112500","C07020213801001125000000353","0880004942917420211210111036417"]
[32,"J01830001","韩国DIO种植系统","四级纯钛种植体产品系统","北京迪耀科贸有限公司","韩国迪耀株式会社DIO Corporation","修复基台（单牙）","国械注进20163170688","基台及配件 UF（II）Abutment and accessories","国械注进20163630688","包含注册证下相关部件纯钛或钛合金材质","适用于单牙种植修复基台、材质为纯钛或钛合金","个",110,"6e5b2053-056a-11ec-b658-0050568f9c84","d26f70b8-c4d3-11eb-a006-0050568f9c84","国械注进20163170688","基台及配件 UF（II）Abutment and accessories","韩国迪耀株式会社 DIO Corporation","北京迪耀科贸有限公司","c453d9d5-054f-11ec-b658-0050568f9c84","基台及配件","UNSCA40705H","UNSCA40705H","纯钛","C0702021380100112500","C07020213801001125000000363","0880004942815320211210111036736"]
[32,"J01830001","韩国DIO种植系统","四级纯钛种植体产品系统","北京迪耀科贸有限公司","韩国迪耀株式会社DIO Corporation","修复基台（单牙）","国械注进20163170688","基台及配件 UF（II）Abutment and accessories","国械注进20163630688","包含注册证下相关部件纯钛或钛合金材质","适用于单牙种植修复基台、材质为纯钛或钛合金","个",110,"6e5b35b1-056a-11ec-b658-0050568f9c84","d26f70b8-c4d3-11eb-a006-0050568f9c84","国械注进20163170688","基台及配件 UF（II）Abutment and accessories","韩国迪耀株式会社 DIO Corporation","北京迪耀科贸有限公司","c453d9d5-054f-11ec-b658-0050568f9c84","基台及配件","UNSCA45204N","UNSCA45204N","纯钛","C0702021380100112500","C07020213801001125000000377","0880004942826920211210111036783"]
[32,"J01830001","韩国DIO种植系统","四级纯钛种植体产品系统","北京迪耀科贸有限公司","韩国迪耀株式会社DIO Corporation","修复基台（单牙）","国械注进20163170688","基台及配件 UF（II）Abutment and accessories","国械注进20163630688","包含注册证下相关部件纯钛或钛合金材质","适用于单牙种植修复基台、材质为纯钛或钛合金","个",110,"6e5cc2b7-056a-11ec-b658-0050568f9c84","d26f70b8-c4d3-11eb-a006-0050568f9c84","国械注进20163170688","基台及配件 UF（II）Abutment and accessories","韩国迪耀株式会社 DIO Corporation","北京迪耀科贸有限公司","c453d9d5-054f-11ec-b658-0050568f9c84","基台及配件","SSCA75407H(II)","SSCA75407H(II)","纯钛","C0702021380100112500","C07020213801001125000000396","0880004942973020211210111036451"]
[32,"J01830001","韩国DIO种植系统","四级纯钛种植体产品系统","北京迪耀科贸有限公司","韩国迪耀株式会社DIO Corporation","修复基台（单牙）","国械注进20163170688","基台及配件 UF（II）Abutment and accessories","国械注进20163630688","包含注册证下相关部件纯钛或钛合金材质","适用于单牙种植修复基台、材质为纯钛或钛合金","个",110,"6e5ef353-056a-11ec-b658-0050568f9c84","d26f70b8-c4d3-11eb-a006-0050568f9c84","国械注进20163170688","基台及配件 UF（II）Abutment and accessories","韩国迪耀株式会社 DIO Corporation","北京迪耀科贸有限公司","c453d9d5-054f-11ec-b658-0050568f9c84","基台及配件","UNSCA45705H","UNSCA45705H","纯钛","C0702021380100112500","C07020213801001125000000432","0880004942857320211210111036757"]
[32,"J01830001","韩国DIO种植系统","四级纯钛种植体产品系统","北京迪耀科贸有限公司","韩国迪耀株式会社DIO Corporation","修复基台（单牙）","国械注进20163170688","基台及配件 UF（II）Abutment and accessories","国械注进20163630688","包含注册证下相关部件纯钛或钛合金材质","适用于单牙种植修复基台、材质为纯钛或钛合金","个",110,"84e2c9a6-2cc0-11ed-9447-b4055d63f15c","d26f70b8-c4d3-11eb-a006-0050568f9c84","国械注进20163170688","基台及配件 UF（II）Abutment and accessories","韩国迪耀株式会社 DIO Corporation","北京迪耀科贸有限公司","c453d9d5-054f-11ec-b658-0050568f9c84","基台及配件","UFHL 55703N","UFHL 55703N","纯钛","C0702021380100112500","C07020213801001125000000440","0880004942766820211210111214446"]
[32,"J01830001","韩国DIO种植系统","四级纯钛种植体产品系统","北京迪耀科贸有限公司","韩国迪耀株式会社DIO Corporation","修复基台（单牙）","国械注进20163170688","基台及配件 UF（II）Abutment and accessories","国械注进20163630688","包含注册证下相关部件纯钛或钛合金材质","适用于单牙种植修复基台、材质为纯钛或钛合金","个",110,"e98cc54b-0556-11ec-b658-0050568f9c84","d26f70b8-c4d3-11eb-a006-0050568f9c84","国械注进20163170688","基台及配件 UF（II）Abutment and accessories","韩国迪耀株式会社 DIO Corporation","北京迪耀科贸有限公司","c453d9d5-054f-11ec-b658-0050568f9c84","基台及配件","SSAA554025BH","SSAA554025BH","纯钛","C0702021380100112500","C07020213801001125000000464","0880004942463620211210111036560"]
[32,"J01830001","韩国DIO种植系统","四级纯钛种植体产品系统","北京迪耀科贸有限公司","韩国迪耀株式会社DIO Corporation","修复基台（单牙）","国械注进20163170688","基台及配件 UF（II）Abutment and accessories","国械注进20163630688","包含注册证下相关部件纯钛或钛合金材质","适用于单牙种植修复基台、材质为纯钛或钛合金","个",110,"e98cf7e2-0556-11ec-b658-0050568f9c84","d26f70b8-c4d3-11eb-a006-0050568f9c84","国械注进20163170688","基台及配件 UF（II）Abutment and accessories","韩国迪耀株式会社 DIO Corporation","北京迪耀科贸有限公司","c453d9d5-054f-11ec-b658-0050568f9c84","基台及配件","UNSAA404015N","UNSAA404015N","纯钛","C0702021380100112500","C07020213801001125000000489","088000494277672021121011121415"]
[32,"J01830001","韩国DIO种植系统","四级纯钛种植体产品系统","北京迪耀科贸有限公司","韩国迪耀株式会社DIO Corporation","修复基台（单牙）","国械注进20163170688","基台及配件 UF（II）Abutment and accessories","国械注进20163630688","包含注册证下相关部件纯钛或钛合金材质","适用于单牙种植修复基台、材质为纯钛或钛合金","个",110,"e98f6762-0556-11ec-b658-0050568f9c84","d26f70b8-c4d3-11eb-a006-0050568f9c84","国械注进20163170688","基台及配件 UF（II）Abutment and accessories","韩国迪耀株式会社 DIO Corporation","北京迪耀科贸有限公司","c453d9d5-054f-11ec-b658-0050568f9c84","基台及配件","SSAA454025N","SSAA454025N","纯钛","C0702021380100112500","C07020213801001125000000507","0880004942434620211210111036571"]
[35,"J01830001","韩国DIO种植系统","四级纯钛种植体产品系统","北京迪耀科贸有限公司","韩国迪耀株式会社DIO Corporation","愈合基台","国械注进20163170688","基台及配件 UF（II）Abutment and accessories","国械注进20163630688","包含注册证下相关部件所有材质","不区分材质","个",40,"893742a6-0563-11ec-b658-0050568f9c84","d26f70b8-c4d3-11eb-a006-0050568f9c84","国械注进20163170688","基台及配件 UF（II）Abutment and accessories","韩国迪耀株式会社 DIO Corporation","北京迪耀科贸有限公司","c8fc7d76-054e-11ec-b658-0050568f9c84","基台及配件","SSHA8234","SSHA8234","纯钛","C0702031380300012500","C07020313803000125000000038","0880004926916920211210111036690"]
[35,"J01830001","韩国DIO种植系统","四级纯钛种植体产品系统","北京迪耀科贸有限公司","韩国迪耀株式会社DIO Corporation","愈合基台","国械注进20163170688","基台及配件 UF（II）Abutment and accessories","国械注进20163630688","包含注册证下相关部件所有材质","不区分材质","个",40,"8939d35f-0563-11ec-b658-0050568f9c84","d26f70b8-c4d3-11eb-a006-0050568f9c84","国械注进20163170688","基台及配件 UF（II）Abutment and accessories","韩国迪耀株式会社 DIO Corporation","北京迪耀科贸有限公司","c8fc7d76-054e-11ec-b658-0050568f9c84","基台及配件","UNSHA4047","UNSHA4047","纯钛","C0702031380300012500","C07020313803000125000000046","0880004927274920211210111036699"]
[33,"J01830001","韩国DIO种植系统","四级纯钛种植体产品系统","北京迪耀科贸有限公司","韩国迪耀株式会社DIO Corporation","种植体（含覆盖螺丝）","国械注进20183631572","种植体系统 Fixture for RBM Implant",null,"四级纯钛","不含临时种植体、穿颧种植体和一段式种植体。","个",630,"d52f13d7-e234-11ec-9447-b4055d63f15c","66d58336-3ba3-11eb-abe2-fa163e311f19","国械注进20183631572","种植体系统 Fixture for RBM Implant","韩国迪耀株式会社 DIO Corporation","北京迪耀科贸有限公司","49fbba2d-4fc0-11eb-bb5e-fa163e311f19","种植体系统-种植体","SFR 5008","SFR 5008","纯钛","C0702011370100112500","C07020113701001125000000150","0880004922239320211210111036365"]
[29,"J01830001","韩国DIO种植系统","四级纯钛种植体产品系统","北京迪耀科贸有限公司","韩国迪耀株式会社DIO Corporation","修复基台（单牙）","国械注进20173637158","基台及附件",null,"包含注册证下相关部件纯钛或钛合金材质","适用于单牙种植修复基台、材质为纯钛或钛合金","个",110,"07fc7e72-50c5-11ec-921a-0050568f9c84","c4ac0d72-3d1b-11eb-abe2-fa163e311f19","国械注进20173637158","基台及附件 DIO Implant","韩国迪耀株式会社 DIO Corporation","北京迪耀科贸有限公司","c11a0b2c-50c4-11ec-921a-0050568f9c84","基台及附件","SAA 58115A","SAA 58115A","钛合金","C0702021380100112500","C07020213801001125000000015","088000494201882021121011152257"]
[29,"J01830001","韩国DIO种植系统","四级纯钛种植体产品系统","北京迪耀科贸有限公司","韩国迪耀株式会社DIO Corporation","修复基台（单牙）","国械注进20173637158","基台及附件",null,"包含注册证下相关部件纯钛或钛合金材质","适用于单牙种植修复基台、材质为纯钛或钛合金","个",110,"0804e473-50c5-11ec-921a-0050568f9c84","c4ac0d72-3d1b-11eb-abe2-fa163e311f19","国械注进20173637158","基台及附件 DIO Implant","韩国迪耀株式会社 DIO Corporation","北京迪耀科贸有限公司","c11a0b2c-50c4-11ec-921a-0050568f9c84","基台及附件","SAA 48125","SAA 48125","钛合金","C0702021380100112500","C07020213801001125000000021","088000494199082021121011152253"]
[198,"J09440001","种植体系统","钛合金种植体产品系统","廊坊市恩嘉医疗器械有限公司","韩国新世纪医疗技术有限公司SHINSAEGI MEDI-TECH Co.,Ltd","种植体替代体","国械备20161517号","牙科种植体系统手术工具","国械备20161517","包含注册证下相关部件所有材质","不区分材质","个",50,"6fa73fbd-76d7-11ed-9447-b4055d63f15c","f875d2e9-5db2-11ec-921a-0050568f9c84","国械备20161517号","牙科种植体系统手术工具","韩国新世纪医疗技术有限公司SHINSAEGI MEDI-TECH Co.,Ltd","廊坊市恩嘉医疗器械有限公司","0b769cbe-76d6-11ed-9447-b4055d63f15c","牙科种植体系统手术工具-位置定位器","Locking Lab Analog (Single)","TLLW55S",null,"C0702041390200316274","C07020413902003162740000002"]
[198,"J09440001","种植体系统","钛合金种植体产品系统","廊坊市恩嘉医疗器械有限公司","韩国新世纪医疗技术有限公司SHINSAEGI MEDI-TECH Co.,Ltd","种植体替代体","国械备20161517号","牙科种植体系统手术工具","国械备20161517","包含注册证下相关部件所有材质","不区分材质","个",50,"6fa829e4-76d7-11ed-9447-b4055d63f15c","f875d2e9-5db2-11ec-921a-0050568f9c84","国械备20161517号","牙科种植体系统手术工具","韩国新世纪医疗技术有限公司SHINSAEGI MEDI-TECH Co.,Ltd","廊坊市恩嘉医疗器械有限公司","0b769cbe-76d6-11ed-9447-b4055d63f15c","牙科种植体系统手术工具-位置定位器","外置锁闭型替代体 External Locking Lab Analog(Upper)","TLLS001",null,"C0702041390200316274","C07020413902003162740000022"]
[198,"J09440001","种植体系统","钛合金种植体产品系统","廊坊市恩嘉医疗器械有限公司","韩国新世纪医疗技术有限公司SHINSAEGI MEDI-TECH Co.,Ltd","种植体替代体","国械备20161517号","牙科种植体系统手术工具","国械备20161517","包含注册证下相关部件所有材质","不区分材质","个",50,"6fac1b6d-76d7-11ed-9447-b4055d63f15c","f875d2e9-5db2-11ec-921a-0050568f9c84","国械备20161517号","牙科种植体系统手术工具","韩国新世纪医疗技术有限公司SHINSAEGI MEDI-TECH Co.,Ltd","廊坊市恩嘉医疗器械有限公司","0b769cbe-76d6-11ed-9447-b4055d63f15c","牙科种植体系统手术工具-位置定位器","Locking Lab Analog (Single)","ELLN70S",null,"C0702041390200316274","C07020413902003162740000039"]
[198,"J09440001","种植体系统","钛合金种植体产品系统","廊坊市恩嘉医疗器械有限公司","韩国新世纪医疗技术有限公司SHINSAEGI MEDI-TECH Co.,Ltd","种植体替代体","国械备20161517号","牙科种植体系统手术工具","国械备20161517","包含注册证下相关部件所有材质","不区分材质","个",50,"6faf615b-76d7-11ed-9447-b4055d63f15c","f875d2e9-5db2-11ec-921a-0050568f9c84","国械备20161517号","牙科种植体系统手术工具","韩国新世纪医疗技术有限公司SHINSAEGI MEDI-TECH Co.,Ltd","廊坊市恩嘉医疗器械有限公司","0b769cbe-76d6-11ed-9447-b4055d63f15c","牙科种植体系统手术工具-位置定位器","Solid Lab Analog","ILS440",null,"C0702041390200316274","C07020413902003162740000064"]
[198,"J09440001","种植体系统","钛合金种植体产品系统","廊坊市恩嘉医疗器械有限公司","韩国新世纪医疗技术有限公司SHINSAEGI MEDI-TECH Co.,Ltd","种植体替代体","国械备20161517号","牙科种植体系统手术工具","国械备20161517","包含注册证下相关部件所有材质","不区分材质","个",50,"6fafdc8e-76d7-11ed-9447-b4055d63f15c","f875d2e9-5db2-11ec-921a-0050568f9c84","国械备20161517号","牙科种植体系统手术工具","韩国新世纪医疗技术有限公司SHINSAEGI MEDI-TECH Co.,Ltd","廊坊市恩嘉医疗器械有限公司","0b769cbe-76d6-11ed-9447-b4055d63f15c","牙科种植体系统手术工具-位置定位器","UCLA Lab Analog","ELUW510",null,"C0702041390200316274","C07020413902003162740000073"]
[199,"J09440001","种植体系统","钛合金种植体产品系统","廊坊市恩嘉医疗器械有限公司","韩国新世纪医疗技术有限公司SHINSAEGI MEDI-TECH Co.,Ltd","转移杆","国械备20161517号","牙科种植体系统手术工具","国械备20161517","包含注册证下相关部件所有材质","不区分材质","个",80,"0272c525-76d7-11ed-9447-b4055d63f15c","f875d2e9-5db2-11ec-921a-0050568f9c84","国械备20161517号","牙科种植体系统手术工具","韩国新世纪医疗技术有限公司SHINSAEGI MEDI-TECH Co.,Ltd","廊坊市恩嘉医疗器械有限公司","d01b66d5-76d5-11ed-9447-b4055d63f15c","牙科种植体系统手术工具-转移帽","印模帽(Impression Coping)(转移)-六角形","EITW60H",null,"C0702041390200216274","C07020413902002162740000015"]
[199,"J09440001","种植体系统","钛合金种植体产品系统","廊坊市恩嘉医疗器械有限公司","韩国新世纪医疗技术有限公司SHINSAEGI MEDI-TECH Co.,Ltd","转移杆","国械备20161517号","牙科种植体系统手术工具","国械备20161517","包含注册证下相关部件所有材质","不区分材质","个",80,"02732cf0-76d7-11ed-9447-b4055d63f15c","f875d2e9-5db2-11ec-921a-0050568f9c84","国械备20161517号","牙科种植体系统手术工具","韩国新世纪医疗技术有限公司SHINSAEGI MEDI-TECH Co.,Ltd","廊坊市恩嘉医疗器械有限公司","d01b66d5-76d5-11ed-9447-b4055d63f15c","牙科种植体系统手术工具-转移帽","Sub-Impression Coping Guide Pin (Transfer)","SSGT00L",null,"C0702041390200216274","C07020413902002162740000021"]
[199,"J09440001","种植体系统","钛合金种植体产品系统","廊坊市恩嘉医疗器械有限公司","韩国新世纪医疗技术有限公司SHINSAEGI MEDI-TECH Co.,Ltd","转移杆","国械备20161517号","牙科种植体系统手术工具","国械备20161517","包含注册证下相关部件所有材质","不区分材质","个",80,"0274d0a0-76d7-11ed-9447-b4055d63f15c","f875d2e9-5db2-11ec-921a-0050568f9c84","国械备20161517号","牙科种植体系统手术工具","韩国新世纪医疗技术有限公司SHINSAEGI MEDI-TECH Co.,Ltd","廊坊市恩嘉医疗器械有限公司","d01b66d5-76d5-11ed-9447-b4055d63f15c","牙科种植体系统手术工具-转移帽","埋置型印模帽(Sub-Impression Coping)(Pick-up)-六角形","SIPN45HL",null,"C0702041390200216274","C07020413902002162740000038"]
[199,"J09440001","种植体系统","钛合金种植体产品系统","廊坊市恩嘉医疗器械有限公司","韩国新世纪医疗技术有限公司SHINSAEGI MEDI-TECH Co.,Ltd","转移杆","国械备20161517号","牙科种植体系统手术工具","国械备20161517","包含注册证下相关部件所有材质","不区分材质","个",80,"02768a88-76d7-11ed-9447-b4055d63f15c","f875d2e9-5db2-11ec-921a-0050568f9c84","国械备20161517号","牙科种植体系统手术工具","韩国新世纪医疗技术有限公司SHINSAEGI MEDI-TECH Co.,Ltd","廊坊市恩嘉医疗器械有限公司","d01b66d5-76d5-11ed-9447-b4055d63f15c","牙科种植体系统手术工具-转移帽","埋置型印模帽(Sub-Impression Coping)(Pick-up)-非六角形","SIPW65NS",null,"C0702041390200216274","C07020413902002162740000064"]
[195,"J09440001","种植体系统","钛合金种植体产品系统","廊坊市恩嘉医疗器械有限公司","韩国新世纪医疗技术有限公司SHINSAEGI MEDI-TECH Co.,Ltd","种植体（含覆盖螺丝）","国械注进20163171314","种植体系统","国械注进20163461314","钛合金","不含临时种植体、穿颧种植体和一段式种植体。","个",280,"91b63b64-4691-11ec-921a-0050568f9c84","398a54f3-32e7-11ec-921a-0050568f9c84","国械注进20163171314","种植体系统","韩国新世纪医疗技术有限公司SHINSAEGI MEDI-TECH Co.,Ltd","廊坊市恩嘉医疗器械有限公司","6cdab59f-468e-11ec-921a-0050568f9c84","种植体系统-种植体","内锥形种植体","IFTW607","钛合金","C0702011370200116274","C07020113702001162740000003"]
[195,"J09440001","种植体系统","钛合金种植体产品系统","廊坊市恩嘉医疗器械有限公司","韩国新世纪医疗技术有限公司SHINSAEGI MEDI-TECH Co.,Ltd","种植体（含覆盖螺丝）","国械注进20163171314","种植体系统","国械注进20163461314","钛合金","不含临时种植体、穿颧种植体和一段式种植体。","个",280,"91c46482-4691-11ec-921a-0050568f9c84","398a54f3-32e7-11ec-921a-0050568f9c84","国械注进20163171314","种植体系统","韩国新世纪医疗技术有限公司SHINSAEGI MEDI-TECH Co.,Ltd","廊坊市恩嘉医疗器械有限公司","6cdab59f-468e-11ec-921a-0050568f9c84","种植体系统-种植体","埋入式种植体","SFSW511","钛合金","C0702011370200116274","C07020113702001162740000027"]
[196,"J09440001","种植体系统","钛合金种植体产品系统","廊坊市恩嘉医疗器械有限公司","韩国新世纪医疗技术有限公司SHINSAEGI MEDI-TECH Co.,Ltd","修复基台（单牙）","国械注进20163171314","种植体系统","国械注进20163461314","包含注册证下相关部件纯钛或钛合金材质","适用于单牙种植修复基台、材质为纯钛或钛合金","个",150,"5b7d40c1-46ab-11ec-921a-0050568f9c84","398a54f3-32e7-11ec-921a-0050568f9c84","国械注进20163171314","种植体系统","韩国新世纪医疗技术有限公司SHINSAEGI MEDI-TECH Co.,Ltd","廊坊市恩嘉医疗器械有限公司","7a81ddff-4692-11ec-921a-0050568f9c84","种植体系统-基台","内八角锁紧基台(八角)","IALW635O","钛合金","C0702021380100116274","C07020213801001162740000014"]
[196,"J09440001","种植体系统","钛合金种植体产品系统","廊坊市恩嘉医疗器械有限公司","韩国新世纪医疗技术有限公司SHINSAEGI MEDI-TECH Co.,Ltd","修复基台（单牙）","国械注进20163171314","种植体系统","国械注进20163461314","包含注册证下相关部件纯钛或钛合金材质","适用于单牙种植修复基台、材质为纯钛或钛合金","个",150,"5b8a5022-46ab-11ec-921a-0050568f9c84","398a54f3-32e7-11ec-921a-0050568f9c84","国械注进20163171314","种植体系统","韩国新世纪医疗技术有限公司SHINSAEGI MEDI-TECH Co.,Ltd","廊坊市恩嘉医疗器械有限公司","7a81ddff-4692-11ec-921a-0050568f9c84","种植体系统-基台","实心基台","SASN4545","钛合金","C0702021380100116274","C07020213801001162740000033"]
[196,"J09440001","种植体系统","钛合金种植体产品系统","廊坊市恩嘉医疗器械有限公司","韩国新世纪医疗技术有限公司SHINSAEGI MEDI-TECH Co.,Ltd","修复基台（单牙）","国械注进20163171314","种植体系统","国械注进20163461314","包含注册证下相关部件纯钛或钛合金材质","适用于单牙种植修复基台、材质为纯钛或钛合金","个",150,"5b9d364d-46ab-11ec-921a-0050568f9c84","398a54f3-32e7-11ec-921a-0050568f9c84","国械注进20163171314","种植体系统","韩国新世纪医疗技术有限公司SHINSAEGI MEDI-TECH Co.,Ltd","廊坊市恩嘉医疗器械有限公司","7a81ddff-4692-11ec-921a-0050568f9c84","种植体系统-基台","粘结基台(六方)","SACW6545H","钛合金","C0702021380100116274","C07020213801001162740000050"]
[196,"J09440001","种植体系统","钛合金种植体产品系统","廊坊市恩嘉医疗器械有限公司","韩国新世纪医疗技术有限公司SHINSAEGI MEDI-TECH Co.,Ltd","修复基台（单牙）","国械注进20163171314","种植体系统","国械注进20163461314","包含注册证下相关部件纯钛或钛合金材质","适用于单牙种植修复基台、材质为纯钛或钛合金","个",150,"5b9d423e-46ab-11ec-921a-0050568f9c84","398a54f3-32e7-11ec-921a-0050568f9c84","国械注进20163171314","种植体系统","韩国新世纪医疗技术有限公司SHINSAEGI MEDI-TECH Co.,Ltd","廊坊市恩嘉医疗器械有限公司","7a81ddff-4692-11ec-921a-0050568f9c84","种植体系统-基台","锁紧基台(六方)","SALR5545H","钛合金","C0702021380100116274","C07020213801001162740000057"]
[196,"J09440001","种植体系统","钛合金种植体产品系统","廊坊市恩嘉医疗器械有限公司","韩国新世纪医疗技术有限公司SHINSAEGI MEDI-TECH Co.,Ltd","修复基台（单牙）","国械注进20163171314","种植体系统","国械注进20163461314","包含注册证下相关部件纯钛或钛合金材质","适用于单牙种植修复基台、材质为纯钛或钛合金","个",150,"5b9d7b94-46ab-11ec-921a-0050568f9c84","398a54f3-32e7-11ec-921a-0050568f9c84","国械注进20163171314","种植体系统","韩国新世纪医疗技术有限公司SHINSAEGI MEDI-TECH Co.,Ltd","廊坊市恩嘉医疗器械有限公司","7a81ddff-4692-11ec-921a-0050568f9c84","种植体系统-基台","内八角锁紧基台(八角)","IALR525O","钛合金","C0702021380100116274","C07020213801001162740000076"]
[196,"J09440001","种植体系统","钛合金种植体产品系统","廊坊市恩嘉医疗器械有限公司","韩国新世纪医疗技术有限公司SHINSAEGI MEDI-TECH Co.,Ltd","修复基台（单牙）","国械注进20163171314","种植体系统","国械注进20163461314","包含注册证下相关部件纯钛或钛合金材质","适用于单牙种植修复基台、材质为纯钛或钛合金","个",150,"5b9db0e9-46ab-11ec-921a-0050568f9c84","398a54f3-32e7-11ec-921a-0050568f9c84","国械注进20163171314","种植体系统","韩国新世纪医疗技术有限公司SHINSAEGI MEDI-TECH Co.,Ltd","廊坊市恩嘉医疗器械有限公司","7a81ddff-4692-11ec-921a-0050568f9c84","种植体系统-基台","内八角粘结基台(八角)","IAC417O","钛合金","C0702021380100116274","C07020213801001162740000101"]
[197,"J09440001","种植体系统","钛合金种植体产品系统","廊坊市恩嘉医疗器械有限公司","韩国新世纪医疗技术有限公司SHINSAEGI MEDI-TECH Co.,Ltd","愈合基台","国械注进20163171314","种植体系统","国械注进20163461314","包含注册证下相关部件所有材质","不区分材质","个",60,"07544994-4696-11ec-921a-0050568f9c84","398a54f3-32e7-11ec-921a-0050568f9c84","国械注进20163171314","种植体系统","韩国新世纪医疗技术有限公司SHINSAEGI MEDI-TECH Co.,Ltd","廊坊市恩嘉医疗器械有限公司","f023a7bf-4691-11ec-921a-0050568f9c84","种植体系统-基台","愈合基台","IHA640","钛合金","C0702031380100016274","C07020313801000162740000002"]
[197,"J09440001","种植体系统","钛合金种植体产品系统","廊坊市恩嘉医疗器械有限公司","韩国新世纪医疗技术有限公司SHINSAEGI MEDI-TECH Co.,Ltd","愈合基台","国械注进20163171314","种植体系统","国械注进20163461314","包含注册证下相关部件所有材质","不区分材质","个",60,"f7403055-46a0-11ec-921a-0050568f9c84","398a54f3-32e7-11ec-921a-0050568f9c84","国械注进20163171314","种植体系统","韩国新世纪医疗技术有限公司SHINSAEGI MEDI-TECH Co.,Ltd","廊坊市恩嘉医疗器械有限公司","f023a7bf-4691-11ec-921a-0050568f9c84","种植体系统-基台","愈合基台","SHAR5535","钛合金","C0702031380100016274","C07020313801000162740000021"]
[197,"J09440001","种植体系统","钛合金种植体产品系统","廊坊市恩嘉医疗器械有限公司","韩国新世纪医疗技术有限公司SHINSAEGI MEDI-TECH Co.,Ltd","愈合基台","国械注进20163171314","种植体系统","国械注进20163461314","包含注册证下相关部件所有材质","不区分材质","个",60,"f7407f28-46a0-11ec-921a-0050568f9c84","398a54f3-32e7-11ec-921a-0050568f9c84","国械注进20163171314","种植体系统","韩国新世纪医疗技术有限公司SHINSAEGI MEDI-TECH Co.,Ltd","廊坊市恩嘉医疗器械有限公司","f023a7bf-4691-11ec-921a-0050568f9c84","种植体系统-基台","愈合基台","SHAR5020","钛合金","C0702031380100016274","C07020313801000162740000035"]
[249,"S12630001","IEZ ANT种植体系统","四级纯钛种植体产品系统","四川鸿政博恩口腔科技有限公司","四川鸿政博恩口腔科技有限公司","种植体（含覆盖螺丝）","国械注准20213170859","牙科种植体及附件",null,"四级纯钛","不含临时种植体、穿颧种植体和一段式种植体。","个",700,"768ddf0a-5897-11ec-921a-0050568f9c84","b9391890-4e6c-11ec-921a-0050568f9c84","国械注准20213170859","牙科种植体及附件","四川鸿政博恩口腔科技有限公司","四川鸿政博恩口腔科技有限公司","0c9a2a1e-5891-11ec-921a-0050568f9c84","牙科种植体及附件","D4.7 x L10 x B1.0","EAF-4710P","TA4G纯钛","C0702011370100116383","C07020113701001163830000029"]
[249,"S12630001","IEZ ANT种植体系统","四级纯钛种植体产品系统","四川鸿政博恩口腔科技有限公司","四川鸿政博恩口腔科技有限公司","种植体（含覆盖螺丝）","国械注准20213170859","牙科种植体及附件",null,"四级纯钛","不含临时种植体、穿颧种植体和一段式种植体。","个",700,"76978d05-5897-11ec-921a-0050568f9c84","b9391890-4e6c-11ec-921a-0050568f9c84","国械注准20213170859","牙科种植体及附件","四川鸿政博恩口腔科技有限公司","四川鸿政博恩口腔科技有限公司","0c9a2a1e-5891-11ec-921a-0050568f9c84","牙科种植体及附件","D5.5 x L10 x B0.5","EAF-5510H","TA4G纯钛","C0702011370100116383","C07020113701001163830000035"]
[250,"S12630001","IEZ ANT种植体系统","四级纯钛种植体产品系统","四川鸿政博恩口腔科技有限公司","四川鸿政博恩口腔科技有限公司","修复基台（单牙）","国械注准20223170179","基台",null,"包含注册证下相关部件纯钛或钛合金材质","适用于单牙种植修复基台、材质为纯钛或钛合金","个",60,"b90a234a-9e92-11ec-a4e1-90e2ba8d9d30","7538c7db-9e85-11ec-a4e1-90e2ba8d9d30","国械注准20223170179","基台","四川鸿政博恩口腔科技有限公司","四川鸿政博恩口腔科技有限公司","2b6d136b-9e91-11ec-a4e1-90e2ba8d9d30","基台-角度基台","D5.5 x G2.0 x A30°","EAAB552030","Ti6Al4V ELI","C0702021380100116383","C07020213801001163830000023"]
[250,"S12630001","IEZ ANT种植体系统","四级纯钛种植体产品系统","四川鸿政博恩口腔科技有限公司","四川鸿政博恩口腔科技有限公司","修复基台（单牙）","国械注准20223170179","基台",null,"包含注册证下相关部件纯钛或钛合金材质","适用于单牙种植修复基台、材质为纯钛或钛合金","个",60,"b90a27a7-9e92-11ec-a4e1-90e2ba8d9d30","7538c7db-9e85-11ec-a4e1-90e2ba8d9d30","国械注准20223170179","基台","四川鸿政博恩口腔科技有限公司","四川鸿政博恩口腔科技有限公司","2b6d136b-9e91-11ec-a4e1-90e2ba8d9d30","基台-角度基台","D4.5 x G4.0 x A15°","EAAB454015","Ti6Al4V ELI","C0702021380100116383","C07020213801001163830000026"]
[253,"S12630001","IEZ ANT种植体系统","四级纯钛种植体产品系统","四川鸿政博恩口腔科技有限公司","四川鸿政博恩口腔科技有限公司","转移杆","川资械备20190001号","印模转移杆",null,"包含注册证下相关部件所有材质","不区分材质","个",70,"c0576784-aa5b-11ec-a4e1-90e2ba8d9d30","b0350f55-a4d4-11ec-a4e1-90e2ba8d9d30","川资械备20190001号","印模转移杆","四川鸿政博恩口腔科技有限公司","四川鸿政博恩口腔科技有限公司","442feef7-aa5b-11ec-a4e1-90e2ba8d9d30","印模转移杆","φ4.5*4.5","EASMB4545","合金","C0702041390200216383","C07020413902002163830000007"]
[253,"S12630001","IEZ ANT种植体系统","四级纯钛种植体产品系统","四川鸿政博恩口腔科技有限公司","四川鸿政博恩口腔科技有限公司","转移杆","川资械备20190001号","印模转移杆",null,"包含注册证下相关部件所有材质","不区分材质","个",70,"c05802df-aa5b-11ec-a4e1-90e2ba8d9d30","b0350f55-a4d4-11ec-a4e1-90e2ba8d9d30","川资械备20190001号","印模转移杆","四川鸿政博恩口腔科技有限公司","四川鸿政博恩口腔科技有限公司","442feef7-aa5b-11ec-a4e1-90e2ba8d9d30","印模转移杆","φ4.0*12.9","NOT40S","合金","C0702041390200216383","C07020413902002163830000030"]
[253,"S12630001","IEZ ANT种植体系统","四级纯钛种植体产品系统","四川鸿政博恩口腔科技有限公司","四川鸿政博恩口腔科技有限公司","转移杆","川资械备20190001号","印模转移杆",null,"包含注册证下相关部件所有材质","不区分材质","个",70,"c0582aaa-aa5b-11ec-a4e1-90e2ba8d9d30","b0350f55-a4d4-11ec-a4e1-90e2ba8d9d30","川资械备20190001号","印模转移杆","四川鸿政博恩口腔科技有限公司","四川鸿政博恩口腔科技有限公司","442feef7-aa5b-11ec-a4e1-90e2ba8d9d30","印模转移杆","22.3mm","NCTSL","合金","C0702041390200216383","C07020413902002163830000044"]
[253,"S12630001","IEZ ANT种植体系统","四级纯钛种植体产品系统","四川鸿政博恩口腔科技有限公司","四川鸿政博恩口腔科技有限公司","转移杆","川资械备20190001号","印模转移杆",null,"包含注册证下相关部件所有材质","不区分材质","个",70,"c05881fc-aa5b-11ec-a4e1-90e2ba8d9d30","b0350f55-a4d4-11ec-a4e1-90e2ba8d9d30","川资械备20190001号","印模转移杆","四川鸿政博恩口腔科技有限公司","四川鸿政博恩口腔科技有限公司","442feef7-aa5b-11ec-a4e1-90e2ba8d9d30","印模转移杆","3.5mm","MOT35L","合金","C0702041390200216383","C07020413902002163830000069"]
[253,"S12630001","IEZ ANT种植体系统","四级纯钛种植体产品系统","四川鸿政博恩口腔科技有限公司","四川鸿政博恩口腔科技有限公司","转移杆","川资械备20190001号","印模转移杆",null,"包含注册证下相关部件所有材质","不区分材质","个",70,"c0589ddf-aa5b-11ec-a4e1-90e2ba8d9d30","b0350f55-a4d4-11ec-a4e1-90e2ba8d9d30","川资械备20190001号","印模转移杆","四川鸿政博恩口腔科技有限公司","四川鸿政博恩口腔科技有限公司","442feef7-aa5b-11ec-a4e1-90e2ba8d9d30","印模转移杆","φ4.0*16.9","NOT40L","合金","C0702041390200216383","C07020413902002163830000081"]
[252,"S12630001","IEZ ANT种植体系统","四级纯钛种植体产品系统","四川鸿政博恩口腔科技有限公司","四川鸿政博恩口腔科技有限公司","种植体替代体","川资械备20190002号","替代体",null,"包含注册证下相关部件所有材质","不区分材质","个",58,"7c8fcc2d-1f71-11ed-9447-b4055d63f15c","35a6ff50-a4d6-11ec-a4e1-90e2ba8d9d30","川资械备20190002号","替代体","四川鸿政博恩口腔科技有限公司","四川鸿政博恩口腔科技有限公司","b03da459-aa54-11ec-a4e1-90e2ba8d9d30","替代体","5.0mm","MUN50","合金","C0702041390200316383","C07020413902003163830000011"]
[47,"J01900001","登特司 DENTIS","四级纯钛种植体产品系统","西诺医疗器械集团有限公司","登特司有限公司Dentis Co.，Ltd.","愈合基台","国械注进20153173620","基台及附件","国械注进20153633620","包含注册证下相关部件所有材质","不区分材质","个",60,"4b699af7-6abe-11eb-8968-fa163e311f19","e936e280-6793-11eb-ba25-fa163e311f19","国械注进20153173620","基台及附件","登特司有限公司Dentis Co., Ltd.","西诺医疗器械集团有限公司","a2e5d1c4982211ecb3f890e2ba8d9d30","基台及附件","7.0mm*12.0mm","DSH7035","纯钛","C0702031380300000325","C07020313803000003250000019"]
[47,"J01900001","登特司 DENTIS","四级纯钛种植体产品系统","西诺医疗器械集团有限公司","登特司有限公司Dentis Co.，Ltd.","愈合基台","国械注进20153173620","基台及附件","国械注进20153633620","包含注册证下相关部件所有材质","不区分材质","个",60,"4b69f8ff-6abe-11eb-8968-fa163e311f19","e936e280-6793-11eb-ba25-fa163e311f19","国械注进20153173620","基台及附件","登特司有限公司Dentis Co., Ltd.","西诺医疗器械集团有限公司","a2e5d1c4982211ecb3f890e2ba8d9d30","基台及附件","5.5mm*9.5mm","DSH5510","纯钛","C0702031380300000325","C07020313803000003250000039"]
[47,"J01900001","登特司 DENTIS","四级纯钛种植体产品系统","西诺医疗器械集团有限公司","登特司有限公司Dentis Co.，Ltd.","愈合基台","国械注进20153173620","基台及附件","国械注进20153633620","包含注册证下相关部件所有材质","不区分材质","个",60,"4b6abf66-6abe-11eb-8968-fa163e311f19","e936e280-6793-11eb-ba25-fa163e311f19","国械注进20153173620","基台及附件","登特司有限公司Dentis Co., Ltd.","西诺医疗器械集团有限公司","a2e5d1c4982211ecb3f890e2ba8d9d30","基台及附件","4.0mm*14.3mm","DSH4050","纯钛","C0702031380300000325","C07020313803000003250000062"]
[46,"J01900001","登特司 DENTIS","四级纯钛种植体产品系统","西诺医疗器械集团有限公司","登特司有限公司Dentis Co.，Ltd.","修复基台（单牙）","国械注进20153173620","基台及附件","国械注进20153633620","包含注册证下相关部件纯钛或钛合金材质","适用于单牙种植修复基台、材质为纯钛或钛合金","个",160,"d9205ec6-6ab5-11eb-8968-fa163e311f19","e936e280-6793-11eb-ba25-fa163e311f19","国械注进20153173620","基台及附件","登特司有限公司Dentis Co., Ltd.","西诺医疗器械集团有限公司","a2e5d1c4982211ecb3f890e2ba8d9d30","基台及附件","3.5mm*7mm","DIOA","纯钛","C0702031380300000325","C07020313803000003250000081"]
[46,"J01900001","登特司 DENTIS","四级纯钛种植体产品系统","西诺医疗器械集团有限公司","登特司有限公司Dentis Co.，Ltd.","修复基台（单牙）","国械注进20153173620","基台及附件","国械注进20153633620","包含注册证下相关部件纯钛或钛合金材质","适用于单牙种植修复基台、材质为纯钛或钛合金","个",160,"e8a15a7d-719d-11eb-8968-fa163e311f19","e936e280-6793-11eb-ba25-fa163e311f19","国械注进20153173620","基台及附件","登特司有限公司Dentis Co., Ltd.","西诺医疗器械集团有限公司","a2e5d1c4982211ecb3f890e2ba8d9d30","基台及附件","6.0mm*5.8mm","DEHR655","纯钛","C0702031380300000325","C07020313803000003250000094"]
[47,"J01900001","登特司 DENTIS","四级纯钛种植体产品系统","西诺医疗器械集团有限公司","登特司有限公司Dentis Co.，Ltd.","愈合基台","国械注进20153173620","基台及附件","国械注进20153633620","包含注册证下相关部件所有材质","不区分材质","个",60,"1cbd077d-7194-11eb-8968-fa163e311f19","e936e280-6793-11eb-ba25-fa163e311f19","国械注进20153173620","基台及附件","登特司有限公司Dentis Co., Ltd.","西诺医疗器械集团有限公司","a32e86a8982211ecb3f890e2ba8d9d30","基台及附件","6.0mm*9.8mm","DSHA601","钛合金","C0702021380100100325","C07020213801001003250000008"]
[47,"J01900001","登特司 DENTIS","四级纯钛种植体产品系统","西诺医疗器械集团有限公司","登特司有限公司Dentis Co.，Ltd.","愈合基台","国械注进20153173620","基台及附件","国械注进20153633620","包含注册证下相关部件所有材质","不区分材质","个",60,"1cbd1c16-7194-11eb-8968-fa163e311f19","e936e280-6793-11eb-ba25-fa163e311f19","国械注进20153173620","基台及附件","登特司有限公司Dentis Co., Ltd.","西诺医疗器械集团有限公司","a32e86a8982211ecb3f890e2ba8d9d30","基台及附件","5.0mm*12.8mm","DSHA554","钛合金","C0702021380100100325","C07020213801001003250000021"]
[46,"J01900001","登特司 DENTIS","四级纯钛种植体产品系统","西诺医疗器械集团有限公司","登特司有限公司Dentis Co.，Ltd.","修复基台（单牙）","国械注进20153173620","基台及附件","国械注进20153633620","包含注册证下相关部件纯钛或钛合金材质","适用于单牙种植修复基台、材质为纯钛或钛合金","个",160,"29cae11e-7197-11eb-8968-fa163e311f19","e936e280-6793-11eb-ba25-fa163e311f19","国械注进20153173620","基台及附件","登特司有限公司Dentis Co., Ltd.","西诺医疗器械集团有限公司","a32e86a8982211ecb3f890e2ba8d9d30","基台及附件","5.5mm*11.43mm","DSCA5520H7","钛合金","C0702021380100100325","C07020213801001003250000070"]
[46,"J01900001","登特司 DENTIS","四级纯钛种植体产品系统","西诺医疗器械集团有限公司","登特司有限公司Dentis Co.，Ltd.","修复基台（单牙）","国械注进20153173620","基台及附件","国械注进20153633620","包含注册证下相关部件纯钛或钛合金材质","适用于单牙种植修复基台、材质为纯钛或钛合金","个",160,"29cb7b12-7197-11eb-8968-fa163e311f19","e936e280-6793-11eb-ba25-fa163e311f19","国械注进20153173620","基台及附件","登特司有限公司Dentis Co., Ltd.","西诺医疗器械集团有限公司","a32e86a8982211ecb3f890e2ba8d9d30","基台及附件","5.5mm*8.93mm","DSCA5510H","钛合金","C0702021380100100325","C07020213801001003250000089"]
[46,"J01900001","登特司 DENTIS","四级纯钛种植体产品系统","西诺医疗器械集团有限公司","登特司有限公司Dentis Co.，Ltd.","修复基台（单牙）","国械注进20153173620","基台及附件","国械注进20153633620","包含注册证下相关部件纯钛或钛合金材质","适用于单牙种植修复基台、材质为纯钛或钛合金","个",160,"29cb9cd2-7197-11eb-8968-fa163e311f19","e936e280-6793-11eb-ba25-fa163e311f19","国械注进20153173620","基台及附件","登特司有限公司Dentis Co., Ltd.","西诺医疗器械集团有限公司","a32e86a8982211ecb3f890e2ba8d9d30","基台及附件","4.8mm*12.45mm","DSCA484H","钛合金","C0702021380100100325","C07020213801001003250000110"]
[46,"J01900001","登特司 DENTIS","四级纯钛种植体产品系统","西诺医疗器械集团有限公司","登特司有限公司Dentis Co.，Ltd.","修复基台（单牙）","国械注进20153173620","基台及附件","国械注进20153633620","包含注册证下相关部件纯钛或钛合金材质","适用于单牙种植修复基台、材质为纯钛或钛合金","个",160,"324b1fc2-7198-11eb-8968-fa163e311f19","e936e280-6793-11eb-ba25-fa163e311f19","国械注进20153173620","基台及附件","登特司有限公司Dentis Co., Ltd.","西诺医疗器械集团有限公司","a32e86a8982211ecb3f890e2ba8d9d30","基台及附件","5.5mm*11.83mm","DSCA5535N7","钛合金","C0702021380100100325","C07020213801001003250000130"]
[46,"J01900001","登特司 DENTIS","四级纯钛种植体产品系统","西诺医疗器械集团有限公司","登特司有限公司Dentis Co.，Ltd.","修复基台（单牙）","国械注进20153173620","基台及附件","国械注进20153633620","包含注册证下相关部件纯钛或钛合金材质","适用于单牙种植修复基台、材质为纯钛或钛合金","个",160,"324b7462-7198-11eb-8968-fa163e311f19","e936e280-6793-11eb-ba25-fa163e311f19","国械注进20153173620","基台及附件","登特司有限公司Dentis Co., Ltd.","西诺医疗器械集团有限公司","a32e86a8982211ecb3f890e2ba8d9d30","基台及附件","4.5mm*8.83mm","DSCA4520N","钛合金","C0702021380100100325","C07020213801001003250000149"]
[46,"J01900001","登特司 DENTIS","四级纯钛种植体产品系统","西诺医疗器械集团有限公司","登特司有限公司Dentis Co.，Ltd.","修复基台（单牙）","国械注进20153173620","基台及附件","国械注进20153633620","包含注册证下相关部件纯钛或钛合金材质","适用于单牙种植修复基台、材质为纯钛或钛合金","个",160,"324b8b38-7198-11eb-8968-fa163e311f19","e936e280-6793-11eb-ba25-fa163e311f19","国械注进20153173620","基台及附件","登特司有限公司Dentis Co., Ltd.","西诺医疗器械集团有限公司","a32e86a8982211ecb3f890e2ba8d9d30","基台及附件","5.5mm*10.33mm","DSCA5535N","钛合金","C0702021380100100325","C07020213801001003250000163"]
[46,"J01900001","登特司 DENTIS","四级纯钛种植体产品系统","西诺医疗器械集团有限公司","登特司有限公司Dentis Co.，Ltd.","修复基台（单牙）","国械注进20153173620","基台及附件","国械注进20153633620","包含注册证下相关部件纯钛或钛合金材质","适用于单牙种植修复基台、材质为纯钛或钛合金","个",160,"88d33fc7-71a4-11eb-8968-fa163e311f19","e936e280-6793-11eb-ba25-fa163e311f19","国械注进20153173620","基台及附件","登特司有限公司Dentis Co., Ltd.","西诺医疗器械集团有限公司","a32e86a8982211ecb3f890e2ba8d9d30","基台及附件","4.0mm*3.0mm","DECAM438H","钛合金","C0702021380100100325","C07020213801001003250000195"]
[46,"J01900001","登特司 DENTIS","四级纯钛种植体产品系统","西诺医疗器械集团有限公司","登特司有限公司Dentis Co.，Ltd.","修复基台（单牙）","国械注进20153173620","基台及附件","国械注进20153633620","包含注册证下相关部件纯钛或钛合金材质","适用于单牙种植修复基台、材质为纯钛或钛合金","个",160,"90b6cba9-719c-11eb-8968-fa163e311f19","e936e280-6793-11eb-ba25-fa163e311f19","国械注进20153173620","基台及附件","登特司有限公司Dentis Co., Ltd.","西诺医疗器械集团有限公司","a32e86a8982211ecb3f890e2ba8d9d30","基台及附件","5.0mm*11.5mm","DIOTO","钛合金","C0702021380100100325","C07020213801001003250000214"]
[46,"J01900001","登特司 DENTIS","四级纯钛种植体产品系统","西诺医疗器械集团有限公司","登特司有限公司Dentis Co.，Ltd.","修复基台（单牙）","国械注进20153173620","基台及附件","国械注进20153633620","包含注册证下相关部件纯钛或钛合金材质","适用于单牙种植修复基台、材质为纯钛或钛合金","个",160,"b30bd758-71a3-11eb-8968-fa163e311f19","e936e280-6793-11eb-ba25-fa163e311f19","国械注进20153173620","基台及附件","登特司有限公司Dentis Co., Ltd.","西诺医疗器械集团有限公司","a32e86a8982211ecb3f890e2ba8d9d30","基台及附件","2.9mm*5.8mm","DEASWH","钛合金","C0702021380100100325","C07020213801001003250000235"]
[46,"J01900001","登特司 DENTIS","四级纯钛种植体产品系统","西诺医疗器械集团有限公司","登特司有限公司Dentis Co.，Ltd.","修复基台（单牙）","国械注进20153173620","基台及附件","国械注进20153633620","包含注册证下相关部件纯钛或钛合金材质","适用于单牙种植修复基台、材质为纯钛或钛合金","个",160,"e91894c5-6ab4-11eb-8968-fa163e311f19","e936e280-6793-11eb-ba25-fa163e311f19","国械注进20153173620","基台及附件","登特司有限公司Dentis Co., Ltd.","西诺医疗器械集团有限公司","a32e86a8982211ecb3f890e2ba8d9d30","基台及附件","4.5mm*14.84mm","DSSA4535","钛合金","C0702021380100100325","C07020213801001003250000254"]
[46,"J01900001","登特司 DENTIS","四级纯钛种植体产品系统","西诺医疗器械集团有限公司","登特司有限公司Dentis Co.，Ltd.","修复基台（单牙）","国械注进20153173620","基台及附件","国械注进20153633620","包含注册证下相关部件纯钛或钛合金材质","适用于单牙种植修复基台、材质为纯钛或钛合金","个",160,"e9192bd4-6ab4-11eb-8968-fa163e311f19","e936e280-6793-11eb-ba25-fa163e311f19","国械注进20153173620","基台及附件","登特司有限公司Dentis Co., Ltd.","西诺医疗器械集团有限公司","a32e86a8982211ecb3f890e2ba8d9d30","基台及附件","5.5mm*13.84mm","DDSA5525","钛合金","C0702021380100100325","C07020213801001003250000260"]
[46,"J01900001","登特司 DENTIS","四级纯钛种植体产品系统","西诺医疗器械集团有限公司","登特司有限公司Dentis Co.，Ltd.","修复基台（单牙）","国械注进20153173620","基台及附件","国械注进20153633620","包含注册证下相关部件纯钛或钛合金材质","适用于单牙种植修复基台、材质为纯钛或钛合金","个",160,"e9195291-6ab4-11eb-8968-fa163e311f19","e936e280-6793-11eb-ba25-fa163e311f19","国械注进20153173620","基台及附件","登特司有限公司Dentis Co., Ltd.","西诺医疗器械集团有限公司","a32e86a8982211ecb3f890e2ba8d9d30","基台及附件","4.8mm*17.3mm","DSSA485","钛合金","C0702021380100100325","C07020213801001003250000283"]
[49,"J01900001","登特司 DENTIS","四级纯钛种植体产品系统","西诺医疗器械集团有限公司","登特司有限公司Dentis Co.，Ltd.","转移杆","国械备20160639号","转移帽",null,"包含注册证下相关部件所有材质","不区分材质","个",50,"f6514c40-74ea-11eb-8968-fa163e311f19","CA1158A9-38C2-4DCE-B827-386117CB5C4B","国械备20160639号","转移帽 Impression Coping","登特司有限公司Dentis Co., Ltd.","西诺医疗器械集团有限公司","B297C5F31D804A80BCDB7FEC74C564D3","转移帽","6.5mm*18mm","DSIH65LS","钛合金","C0702041390200200325","C07020413902002003250000002"]
[49,"J01900001","登特司 DENTIS","四级纯钛种植体产品系统","西诺医疗器械集团有限公司","登特司有限公司Dentis Co.，Ltd.","转移杆","国械备20160639号","转移帽",null,"包含注册证下相关部件所有材质","不区分材质","个",50,"f65e2140-74ea-11eb-8968-fa163e311f19","CA1158A9-38C2-4DCE-B827-386117CB5C4B","国械备20160639号","转移帽 Impression Coping","登特司有限公司Dentis Co., Ltd.","西诺医疗器械集团有限公司","B297C5F31D804A80BCDB7FEC74C564D3","转移帽","5.5mm*18mm","DSIH55LS","钛合金","C0702041390200200325","C07020413902002003250000027"]
[50,"J01900001","登特司 DENTIS","四级纯钛种植体产品系统","西诺医疗器械集团有限公司","登特司有限公司Dentis Co.，Ltd.","转移杆","国械备20161044号","转移帽",null,"包含注册证下相关部件所有材质","不区分材质","个",50,"90589955-71b6-11eb-8968-fa163e311f19","57D4D00A-48F2-44F9-B129-D124F20935C4","国械备20161044号","转移帽 Transfer Impression Coping","登特司有限公司Dentis Co., Ltd.","西诺医疗器械集团有限公司","C2A4D4AAC69F4A268CB65824C2F47AFF","转移帽","4.5mm*10.94mm","DSITN45SS","钛合金","C0702041390200200325","C07020413902002003250000039"]
[50,"J01900001","登特司 DENTIS","四级纯钛种植体产品系统","西诺医疗器械集团有限公司","登特司有限公司Dentis Co.，Ltd.","转移杆","国械备20161044号","转移帽",null,"包含注册证下相关部件所有材质","不区分材质","个",50,"9058cae0-71b6-11eb-8968-fa163e311f19","57D4D00A-48F2-44F9-B129-D124F20935C4","国械备20161044号","转移帽 Transfer Impression Coping","登特司有限公司Dentis Co., Ltd.","西诺医疗器械集团有限公司","C2A4D4AAC69F4A268CB65824C2F47AFF","转移帽","4.5mm*20.0mm","DSOTIC45L","钛合金","C0702041390200200325","C07020413902002003250000064"]
[50,"J01900001","登特司 DENTIS","四级纯钛种植体产品系统","西诺医疗器械集团有限公司","登特司有限公司Dentis Co.，Ltd.","转移杆","国械备20161044号","转移帽",null,"包含注册证下相关部件所有材质","不区分材质","个",50,"905a95d1-71b6-11eb-8968-fa163e311f19","57D4D00A-48F2-44F9-B129-D124F20935C4","国械备20161044号","转移帽 Transfer Impression Coping","登特司有限公司Dentis Co., Ltd.","西诺医疗器械集团有限公司","C2A4D4AAC69F4A268CB65824C2F47AFF","转移帽","6.6mm*8.0mm","DISICW","钛合金","C0702041390200200325","C07020413902002003250000089"]
[50,"J01900001","登特司 DENTIS","四级纯钛种植体产品系统","西诺医疗器械集团有限公司","登特司有限公司Dentis Co.，Ltd.","转移杆","国械备20161044号","转移帽",null,"包含注册证下相关部件所有材质","不区分材质","个",50,"905b5ee2-71b6-11eb-8968-fa163e311f19","57D4D00A-48F2-44F9-B129-D124F20935C4","国械备20161044号","转移帽 Transfer Impression Coping","登特司有限公司Dentis Co., Ltd.","西诺医疗器械集团有限公司","C2A4D4AAC69F4A268CB65824C2F47AFF","转移帽","1.36mm*8.5mm","DMTICS","钛合金","C0702041390200200325","C07020413902002003250000108"]
[45,"J01900001","登特司 DENTIS","四级纯钛种植体产品系统","西诺医疗器械集团有限公司","登特司有限公司Dentis Co.，Ltd.","种植体（含覆盖螺丝）","国械注进20153173616","牙科种植体","国械注进20153633616","四级纯钛","不含临时种植体、穿颧种植体和一段式种植体。","个",390,"0df3d8f3-6ab2-11eb-8968-fa163e311f19","6977d511-678b-11eb-ba25-fa163e311f19","国械注进20153173616","牙科种植体","登特司有限公司Dentis Co.Ltd.","西诺医疗器械集团有限公司","a33348c0982211ecb3f890e2ba8d9d30","牙科种植体","4.3mm*14mm","DIFR4314","Ti-Gr4 符合ASTM F-67纯钛","C0702011370100100325","C07020113701001003250000005"]
[45,"J01900001","登特司 DENTIS","四级纯钛种植体产品系统","西诺医疗器械集团有限公司","登特司有限公司Dentis Co.，Ltd.","种植体（含覆盖螺丝）","国械注进20153173616","牙科种植体","国械注进20153633616","四级纯钛","不含临时种植体、穿颧种植体和一段式种植体。","个",390,"0df8f7ac-6ab2-11eb-8968-fa163e311f19","6977d511-678b-11eb-ba25-fa163e311f19","国械注进20153173616","牙科种植体","登特司有限公司Dentis Co.Ltd.","西诺医疗器械集团有限公司","a33348c0982211ecb3f890e2ba8d9d30","牙科种植体","4.8mm*12mm","DIFWR4812","Ti-Gr4 符合ASTM F-67纯钛","C0702011370100100325","C07020113701001003250000024"]
[45,"J01900001","登特司 DENTIS","四级纯钛种植体产品系统","西诺医疗器械集团有限公司","登特司有限公司Dentis Co.，Ltd.","种植体（含覆盖螺丝）","国械注进20153173616","牙科种植体","国械注进20153633616","四级纯钛","不含临时种植体、穿颧种植体和一段式种植体。","个",390,"e41d975d-6ab2-11eb-8968-fa163e311f19","6977d511-678b-11eb-ba25-fa163e311f19","国械注进20153173616","牙科种植体","登特司有限公司Dentis Co.Ltd.","西诺医疗器械集团有限公司","a33348c0982211ecb3f890e2ba8d9d30","牙科种植体","5.5mm*12mm","DSFS5512","Ti-Gr4 符合ASTM F-67纯钛","C0702011370100100325","C07020113701001003250000051"]
[45,"J01900001","登特司 DENTIS","四级纯钛种植体产品系统","西诺医疗器械集团有限公司","登特司有限公司Dentis Co.，Ltd.","种植体（含覆盖螺丝）","国械注进20153173616","牙科种植体","国械注进20153633616","四级纯钛","不含临时种植体、穿颧种植体和一段式种植体。","个",390,"e423a5d1-6ab2-11eb-8968-fa163e311f19","6977d511-678b-11eb-ba25-fa163e311f19","国械注进20153173616","牙科种植体","登特司有限公司Dentis Co.Ltd.","西诺医疗器械集团有限公司","a33348c0982211ecb3f890e2ba8d9d30","牙科种植体","4.3mm*10mm","DSSF4310","Ti-Gr4 符合ASTM F-67纯钛","C0702011370100100325","C07020113701001003250000067"]
[260,"S13670001","百齿泰DM种植系统","四级纯钛种植体产品系统","百齿泰（厦门）医疗科技有限公司","百齿泰（厦门）医疗科技有限公司","修复基台（单牙）","国械注准20193170720","种植体系统",null,"包含注册证下相关部件纯钛或钛合金材质","适用于单牙种植修复基台、材质为纯钛或钛合金","个",15,"bf58f21b-838f-11ea-8bcf-fa163e0a8baf","0c0499a6-7ee5-11ea-80a3-fa163e0a8baf","国械注准20193170720","种植体系统","百齿泰（厦门）医疗科技有限公司","百齿泰（厦门）医疗科技有限公司","36e5e47ea11411eca4e190e2ba8d9d30","种植体系统-基台","（直型基台）Φ4.8×3.0mm","IH Ⅲ型","TC4钛合金","C0702021380100111802","C07020213801001118020000738"]
[259,"S13670001","百齿泰DM种植系统","四级纯钛种植体产品系统","百齿泰（厦门）医疗科技有限公司","百齿泰（厦门）医疗科技有限公司","种植体（含覆盖螺丝）","国械注准20193170720","种植体系统",null,"四级纯钛","不含临时种植体、穿颧种植体和一段式种植体。","个",679,"081c0825-4b0b-11eb-bb5e-fa163e311f19","0c0499a6-7ee5-11ea-80a3-fa163e0a8baf","国械注准20193170720","种植体系统","百齿泰（厦门）医疗科技有限公司","百齿泰（厦门）医疗科技有限公司","a34f84f6982211ecb3f890e2ba8d9d30","种植体系统-种植体","Φ5.0×16.0mm，灭菌包装","IHTST-Ⅱ","TA4纯钛","C0702011370100111802","C07020113701001118020000142"]
[259,"S13670001","百齿泰DM种植系统","四级纯钛种植体产品系统","百齿泰（厦门）医疗科技有限公司","百齿泰（厦门）医疗科技有限公司","种植体（含覆盖螺丝）","国械注准20193170720","种植体系统",null,"四级纯钛","不含临时种植体、穿颧种植体和一段式种植体。","个",679,"0ddcf824-bc52-11ec-a4e1-90e2ba8d9d30","0c0499a6-7ee5-11ea-80a3-fa163e0a8baf","国械注准20193170720","种植体系统","百齿泰（厦门）医疗科技有限公司","百齿泰（厦门）医疗科技有限公司","a34f84f6982211ecb3f890e2ba8d9d30","种植体系统-种植体","φ5.0×9.5mm，灭菌包装","IHTUST-Ⅰ","TA4纯钛","C0702011370100111802","C07020113701001118020000169"]
[259,"S13670001","百齿泰DM种植系统","四级纯钛种植体产品系统","百齿泰（厦门）医疗科技有限公司","百齿泰（厦门）医疗科技有限公司","种植体（含覆盖螺丝）","国械注准20193170720","种植体系统",null,"四级纯钛","不含临时种植体、穿颧种植体和一段式种植体。","个",679,"78944ccd-837f-11ea-8bcf-fa163e0a8baf","0c0499a6-7ee5-11ea-80a3-fa163e0a8baf","国械注准20193170720","种植体系统","百齿泰（厦门）医疗科技有限公司","百齿泰（厦门）医疗科技有限公司","a34f84f6982211ecb3f890e2ba8d9d30","种植体系统-种植体","Φ4.0×11.0mm，灭菌包装","IHCST-Ⅰ","TA4纯钛","C0702011370100111802","C07020113701001118020000003"]
[259,"S13670001","百齿泰DM种植系统","四级纯钛种植体产品系统","百齿泰（厦门）医疗科技有限公司","百齿泰（厦门）医疗科技有限公司","种植体（含覆盖螺丝）","国械注准20193170720","种植体系统",null,"四级纯钛","不含临时种植体、穿颧种植体和一段式种植体。","个",679,"78948983-837f-11ea-8bcf-fa163e0a8baf","0c0499a6-7ee5-11ea-80a3-fa163e0a8baf","国械注准20193170720","种植体系统","百齿泰（厦门）医疗科技有限公司","百齿泰（厦门）医疗科技有限公司","a34f84f6982211ecb3f890e2ba8d9d30","种植体系统-种植体","Φ5.0×11.0mm，灭菌包装","IHCST-Ⅰ","TA4纯钛","C0702011370100111802","C07020113701001118020000012"]
[259,"S13670001","百齿泰DM种植系统","四级纯钛种植体产品系统","百齿泰（厦门）医疗科技有限公司","百齿泰（厦门）医疗科技有限公司","种植体（含覆盖螺丝）","国械注准20193170720","种植体系统",null,"四级纯钛","不含临时种植体、穿颧种植体和一段式种植体。","个",679,"789526e5-837f-11ea-8bcf-fa163e0a8baf","0c0499a6-7ee5-11ea-80a3-fa163e0a8baf","国械注准20193170720","种植体系统","百齿泰（厦门）医疗科技有限公司","百齿泰（厦门）医疗科技有限公司","a34f84f6982211ecb3f890e2ba8d9d30","种植体系统-种植体","Φ4.0×6.5mm，灭菌包装","IHCST-Ⅰ","TA4纯钛","C0702011370100111802","C07020113701001118020000027"]
[259,"S13670001","百齿泰DM种植系统","四级纯钛种植体产品系统","百齿泰（厦门）医疗科技有限公司","百齿泰（厦门）医疗科技有限公司","种植体（含覆盖螺丝）","国械注准20193170720","种植体系统",null,"四级纯钛","不含临时种植体、穿颧种植体和一段式种植体。","个",679,"a10b3abc-4b0a-11eb-bb5e-fa163e311f19","0c0499a6-7ee5-11ea-80a3-fa163e0a8baf","国械注准20193170720","种植体系统","百齿泰（厦门）医疗科技有限公司","百齿泰（厦门）医疗科技有限公司","a34f84f6982211ecb3f890e2ba8d9d30","种植体系统-种植体","Φ4.0×14.5mm，灭菌包装","IHTUST-Ⅱ","TA4纯钛","C0702011370100111802","C07020113701001118020000077"]
[259,"S13670001","百齿泰DM种植系统","四级纯钛种植体产品系统","百齿泰（厦门）医疗科技有限公司","百齿泰（厦门）医疗科技有限公司","种植体（含覆盖螺丝）","国械注准20193170720","种植体系统",null,"四级纯钛","不含临时种植体、穿颧种植体和一段式种植体。","个",679,"a10b7e04-4b0a-11eb-bb5e-fa163e311f19","0c0499a6-7ee5-11ea-80a3-fa163e0a8baf","国械注准20193170720","种植体系统","百齿泰（厦门）医疗科技有限公司","百齿泰（厦门）医疗科技有限公司","a34f84f6982211ecb3f890e2ba8d9d30","种植体系统-种植体","Φ4.0×16.0mm，灭菌包装","IHTUST-Ⅱ","TA4纯钛","C0702011370100111802","C07020113701001118020000094"]
[259,"S13670001","百齿泰DM种植系统","四级纯钛种植体产品系统","百齿泰（厦门）医疗科技有限公司","百齿泰（厦门）医疗科技有限公司","种植体（含覆盖螺丝）","国械注准20193170720","种植体系统",null,"四级纯钛","不含临时种植体、穿颧种植体和一段式种植体。","个",679,"b1435ee6-4b0a-11eb-bb5e-fa163e311f19","0c0499a6-7ee5-11ea-80a3-fa163e0a8baf","国械注准20193170720","种植体系统","百齿泰（厦门）医疗科技有限公司","百齿泰（厦门）医疗科技有限公司","a34f84f6982211ecb3f890e2ba8d9d30","种植体系统-种植体","Φ5.0×11.0mm，灭菌包装","IHCST-Ⅱ","TA4纯钛","C0702011370100111802","C07020113701001118020000120"]
[259,"S13670001","百齿泰DM种植系统","四级纯钛种植体产品系统","百齿泰（厦门）医疗科技有限公司","百齿泰（厦门）医疗科技有限公司","种植体（含覆盖螺丝）","国械注准20193170720","种植体系统",null,"四级纯钛","不含临时种植体、穿颧种植体和一段式种植体。","个",679,"d0dfc8c0-c6f6-11ea-a4d6-fa163e0a8baf","0c0499a6-7ee5-11ea-80a3-fa163e0a8baf","国械注准20193170720","种植体系统","百齿泰（厦门）医疗科技有限公司","百齿泰（厦门）医疗科技有限公司","a34f84f6982211ecb3f890e2ba8d9d30","种植体系统-种植体","Φ4.0×8.0mm，灭菌包装","IHTST-Ⅱ","TA4纯钛","C0702011370100111802","C07020113701001118020000041"]
[259,"S13670001","百齿泰DM种植系统","四级纯钛种植体产品系统","百齿泰（厦门）医疗科技有限公司","百齿泰（厦门）医疗科技有限公司","种植体（含覆盖螺丝）","国械注准20193170720","种植体系统",null,"四级纯钛","不含临时种植体、穿颧种植体和一段式种植体。","个",679,"ea98b8c8-4b01-11eb-bb5e-fa163e311f19","0c0499a6-7ee5-11ea-80a3-fa163e0a8baf","国械注准20193170720","种植体系统","百齿泰（厦门）医疗科技有限公司","百齿泰（厦门）医疗科技有限公司","a34f84f6982211ecb3f890e2ba8d9d30","种植体系统-种植体","Φ5.5×9.5mm，灭菌包装","IHTST-Ⅱ","TA4纯钛","C0702011370100111802","C07020113701001118020000063"]
[261,"S13670001","百齿泰DM种植系统","四级纯钛种植体产品系统","百齿泰（厦门）医疗科技有限公司","百齿泰（厦门）医疗科技有限公司","愈合基台","国械注准20193170720","种植体系统",null,"包含注册证下相关部件所有材质","不区分材质","个",10,"a9bd2010-c7a8-11ec-a4e1-90e2ba8d9d30","0c0499a6-7ee5-11ea-80a3-fa163e0a8baf","国械注准20193170720","种植体系统","百齿泰（厦门）医疗科技有限公司","百齿泰（厦门）医疗科技有限公司","f3b4ae99982211ecb3f890e2ba8d9d30","种植体系统-愈合基台","φ5.0×5.5mm，灭菌包装","Ⅰ型","TC4钛合金","C0702031380100011802","C07020313801000118020000020"]
[261,"S13670001","百齿泰DM种植系统","四级纯钛种植体产品系统","百齿泰（厦门）医疗科技有限公司","百齿泰（厦门）医疗科技有限公司","愈合基台","国械注准20193170720","种植体系统",null,"包含注册证下相关部件所有材质","不区分材质","个",10,"a9bfc003-c7a8-11ec-a4e1-90e2ba8d9d30","0c0499a6-7ee5-11ea-80a3-fa163e0a8baf","国械注准20193170720","种植体系统","百齿泰（厦门）医疗科技有限公司","百齿泰（厦门）医疗科技有限公司","f3b4ae99982211ecb3f890e2ba8d9d30","种植体系统-愈合基台","φ5.2×5.5mm，灭菌包装","Ⅰ型","TC4钛合金","C0702031380100011802","C07020313801000118020000026"]
[263,"S13670001","百齿泰DM种植系统","四级纯钛种植体产品系统","百齿泰（厦门）医疗科技有限公司","百齿泰（厦门）医疗科技有限公司","转移杆","闽厦械备20190235号","印模帽",null,"包含注册证下相关部件所有材质","不区分材质","个",15,"d9547514-caf3-11ea-a4d6-fa163e0a8baf","89d1bd24-c7d6-11ea-a4d6-fa163e0a8baf","闽厦械备20190235号","印模帽","百齿泰（厦门）医疗科技有限公司","百齿泰（厦门）医疗科技有限公司","a2e93006982211ecb3f890e2ba8d9d30","印模帽","RP φ6.0×14mm","开放式印模帽Ⅴ型","钛合金","C0702041390200211802","C07020413902002118020000008"]
[212,"S02190001","北京莱顿种植系统","钛合金种植体产品系统","北京莱顿生物材料有限公司","北京莱顿生物材料有限公司","修复基台（单牙）","国械注准20163172318","牙种植体系统","国械注准20163632318","包含注册证下相关部件纯钛或钛合金材质","适用于单牙种植修复基台、材质为纯钛或钛合金","个",120,"711acc93-9221-11ed-9447-b4055d63f15c","793c4704-f5ba-11eb-b658-0050568f9c84","国械注准20163172318","牙种植体系统","北京莱顿生物材料有限公司","北京莱顿生物材料有限公司","93429ec1-f65f-11eb-b658-0050568f9c84","牙种植体系统-基台","Φ3.5×15°，非埋入式","角度基台","TC4","C0702021380100100633","C07020213801001006330000147","(01)06940637104396"]
[212,"S02190001","北京莱顿种植系统","钛合金种植体产品系统","北京莱顿生物材料有限公司","北京莱顿生物材料有限公司","修复基台（单牙）","国械注准20163172318","牙种植体系统","国械注准20163632318","包含注册证下相关部件纯钛或钛合金材质","适用于单牙种植修复基台、材质为纯钛或钛合金","个",120,"c4886f1a-f67e-11eb-b658-0050568f9c84","793c4704-f5ba-11eb-b658-0050568f9c84","国械注准20163172318","牙种植体系统","北京莱顿生物材料有限公司","北京莱顿生物材料有限公司","93429ec1-f65f-11eb-b658-0050568f9c84","牙种植体系统-基台","Φ3.3×4.5×4.0","实心基台","TC4","C0702021380100100633","C07020213801001006330000108"]
[218,"S02190001","北京莱顿种植系统","钛合金种植体产品系统","北京莱顿生物材料有限公司","北京莱顿生物材料有限公司","愈合基台","国械注准20163172318","牙种植体系统","国械注准20163632318","包含注册证下相关部件所有材质","不区分材质","个",60,"7daf3114-f67d-11eb-b658-0050568f9c84","793c4704-f5ba-11eb-b658-0050568f9c84","国械注准20163172318","牙种植体系统","北京莱顿生物材料有限公司","北京莱顿生物材料有限公司","952c9502-f65d-11eb-b658-0050568f9c84","牙种植体系统-愈合基台","Φ3.3×2","愈合基台","TC4","C0702031380100000633","C07020313801000006330000053"]
[210,"S02190001","北京莱顿种植系统","钛合金种植体产品系统","北京莱顿生物材料有限公司","北京莱顿生物材料有限公司","种植体（含覆盖螺丝）","国械注准20163172318","牙种植体系统","国械注准20163632318","钛合金","不含临时种植体、穿颧种植体和一段式种植体。","个",488,"21b6344b-f663-11eb-b658-0050568f9c84","793c4704-f5ba-11eb-b658-0050568f9c84","国械注准20163172318","牙种植体系统","北京莱顿生物材料有限公司","北京莱顿生物材料有限公司","a3011051982211ecb3f890e2ba8d9d30","牙种植体系统","Ф3.3×13","种植体（有领型）","TC4","C0702011370200100633","C07020113702001006330000079"]
[210,"S02190001","北京莱顿种植系统","钛合金种植体产品系统","北京莱顿生物材料有限公司","北京莱顿生物材料有限公司","种植体（含覆盖螺丝）","国械注准20163172318","牙种植体系统","国械注准20163632318","钛合金","不含临时种植体、穿颧种植体和一段式种植体。","个",488,"e7e77d29-f65c-11eb-b658-0050568f9c84","793c4704-f5ba-11eb-b658-0050568f9c84","国械注准20163172318","牙种植体系统","北京莱顿生物材料有限公司","北京莱顿生物材料有限公司","a3011051982211ecb3f890e2ba8d9d30","牙种植体系统","Ф3.7×12","种植体（无领型）","TC4","C0702011370200100633","C07020113702001006330000098"]
[210,"S02190001","北京莱顿种植系统","钛合金种植体产品系统","北京莱顿生物材料有限公司","北京莱顿生物材料有限公司","种植体（含覆盖螺丝）","国械注准20163172318","牙种植体系统","国械注准20163632318","钛合金","不含临时种植体、穿颧种植体和一段式种植体。","个",488,"e7e7bfb2-f65c-11eb-b658-0050568f9c84","793c4704-f5ba-11eb-b658-0050568f9c84","国械注准20163172318","牙种植体系统","北京莱顿生物材料有限公司","北京莱顿生物材料有限公司","a3011051982211ecb3f890e2ba8d9d30","牙种植体系统","Ф3.3×12","种植体（无领型）","TC4","C0702011370200100633","C07020113702001006330000116","(01)06940637107564"]
[210,"S02190001","北京莱顿种植系统","钛合金种植体产品系统","北京莱顿生物材料有限公司","北京莱顿生物材料有限公司","种植体（含覆盖螺丝）","国械注准20163172318","牙种植体系统","国械注准20163632318","钛合金","不含临时种植体、穿颧种植体和一段式种植体。","个",488,"e7e91e41-f65c-11eb-b658-0050568f9c84","793c4704-f5ba-11eb-b658-0050568f9c84","国械注准20163172318","牙种植体系统","北京莱顿生物材料有限公司","北京莱顿生物材料有限公司","a3011051982211ecb3f890e2ba8d9d30","牙种植体系统","Ф4.1×14","种植体（无领型）","TC4","C0702011370200100633","C07020113702001006330000122","(01)06940637107618"]
[217,"S02190001","北京莱顿种植系统","钛合金种植体产品系统","北京莱顿生物材料有限公司","北京莱顿生物材料有限公司","愈合基台","国械注准20153170724","基台及配件","国械注准20153630724","包含注册证下相关部件所有材质","不区分材质","个",60,"5309ddb3-9b31-11ea-9ac3-fa163e0a8baf","e0c7b11a-6995-11ea-aa91-fa163e0a8baf","国械注准20153170724","基台及配件","北京莱顿生物材料有限公司","北京莱顿生物材料有限公司","53397d4b-9b2f-11ea-9ac3-fa163e0a8baf","基台及配件-愈合基台","Φ4.8×2.0","愈合基台","TC4","C0702031380100000633","C07020313801000006330000043","(01)06940637105171"]
[211,"S02190001","北京莱顿种植系统","钛合金种植体产品系统","北京莱顿生物材料有限公司","北京莱顿生物材料有限公司","修复基台（单牙）","国械注准20153170724","基台及配件","国械注准20153630724","包含注册证下相关部件纯钛或钛合金材质","适用于单牙种植修复基台、材质为纯钛或钛合金","个",120,"34b9e86a-9b31-11ea-9ac3-fa163e0a8baf","e0c7b11a-6995-11ea-aa91-fa163e0a8baf","国械注准20153170724","基台及配件","北京莱顿生物材料有限公司","北京莱顿生物材料有限公司","5b5f75ef-9b2e-11ea-9ac3-fa163e0a8baf","基台及配件-基台","Φ5.0×2.0×4.0，埋入式，窄颈","实心基台","TC4","C0702021380100100633","C07020213801001006330000072","(01)06940637105430"]
[211,"S02190001","北京莱顿种植系统","钛合金种植体产品系统","北京莱顿生物材料有限公司","北京莱顿生物材料有限公司","修复基台（单牙）","国械注准20153170724","基台及配件","国械注准20153630724","包含注册证下相关部件纯钛或钛合金材质","适用于单牙种植修复基台、材质为纯钛或钛合金","个",120,"7f05a737-9b30-11ea-9ac3-fa163e0a8baf","e0c7b11a-6995-11ea-aa91-fa163e0a8baf","国械注准20153170724","基台及配件","北京莱顿生物材料有限公司","北京莱顿生物材料有限公司","5b5f75ef-9b2e-11ea-9ac3-fa163e0a8baf","基台及配件-基台","Φ4.3×20°","角度基台","TC4","C0702021380100100633","C07020213801001006330000132","(01)06940637108059"]
[214,"S02190001","北京莱顿种植系统","钛合金种植体产品系统","北京莱顿生物材料有限公司","北京莱顿生物材料有限公司","转移杆","京海械备20220006号","位置定位器",null,"包含注册证下相关部件所有材质","不区分材质","个",80,"8957aa51-b6ea-11ec-a4e1-90e2ba8d9d30","18b13852-b587-11ec-b76b-3868dd1175a8","京海械备20220006号","位置定位器","北京莱顿生物材料有限公司","北京莱顿生物材料有限公司","d8b43c3d-b6e5-11ec-a4e1-90e2ba8d9d30","位置定位器","Φ3.3×12","B-WZ02","聚甲醛","C0702041390100200633","C07020413901002006330000042"]
[220,"S03580001","WEGO威高四级纯钛牙种植体系统","四级纯钛种植体产品系统","威海威高洁丽康生物材料有限公司","威海威高洁丽康生物材料有限公司","修复基台（单牙）","国械注准20183631719","牙种植体系统","国食药监械(准)字2014第3630887号","包含注册证下相关部件纯钛或钛合金材质","适用于单牙种植修复基台、材质为纯钛或钛合金","个",116,"02bbeccb-e0ea-11e9-953f-fa163e0a8baf","7ca0f9dbabec41ff95fd2a9f4f4a7136","国械注准20183631719","牙种植体系统","威海威高洁丽康生物材料有限公司","威海威高洁丽康生物材料有限公司","0e843d7b-e0cc-11e9-953f-fa163e0a8baf","牙种植体系统-基台","φ6.5×Gh2.0×H4.0","CW-M-AS-652040","钛合金","C0702021380100100072","C07020213801001000720000039"]
[220,"S03580001","WEGO威高四级纯钛牙种植体系统","四级纯钛种植体产品系统","威海威高洁丽康生物材料有限公司","威海威高洁丽康生物材料有限公司","修复基台（单牙）","国械注准20183631719","牙种植体系统","国食药监械(准)字2014第3630887号","包含注册证下相关部件纯钛或钛合金材质","适用于单牙种植修复基台、材质为纯钛或钛合金","个",116,"02bc4fbd-e0ea-11e9-953f-fa163e0a8baf","7ca0f9dbabec41ff95fd2a9f4f4a7136","国械注准20183631719","牙种植体系统","威海威高洁丽康生物材料有限公司","威海威高洁丽康生物材料有限公司","0e843d7b-e0cc-11e9-953f-fa163e0a8baf","牙种植体系统-基台","Gh3.0","CW-M-ANSS-3000B","钛合金","C0702021380100100072","C07020213801001000720000009"]
[220,"S03580001","WEGO威高四级纯钛牙种植体系统","四级纯钛种植体产品系统","威海威高洁丽康生物材料有限公司","威海威高洁丽康生物材料有限公司","修复基台（单牙）","国械注准20183631719","牙种植体系统","国食药监械(准)字2014第3630887号","包含注册证下相关部件纯钛或钛合金材质","适用于单牙种植修复基台、材质为纯钛或钛合金","个",116,"1faab1ea-976a-11eb-ac1c-fa163e311f19","7ca0f9dbabec41ff95fd2a9f4f4a7136","国械注准20183631719","牙种植体系统","威海威高洁丽康生物材料有限公司","威海威高洁丽康生物材料有限公司","0e843d7b-e0cc-11e9-953f-fa163e0a8baf","牙种植体系统-基台","φ4.0×Gh3.0×H3.8","CW-M-AS-403038N","钛合金","C0702021380100100072","C07020213801001000720000075"]
[220,"S03580001","WEGO威高四级纯钛牙种植体系统","四级纯钛种植体产品系统","威海威高洁丽康生物材料有限公司","威海威高洁丽康生物材料有限公司","修复基台（单牙）","国械注准20183631719","牙种植体系统","国食药监械(准)字2014第3630887号","包含注册证下相关部件纯钛或钛合金材质","适用于单牙种植修复基台、材质为纯钛或钛合金","个",116,"2001b52e-9770-11eb-ac1c-fa163e311f19","7ca0f9dbabec41ff95fd2a9f4f4a7136","国械注准20183631719","牙种植体系统","威海威高洁丽康生物材料有限公司","威海威高洁丽康生物材料有限公司","0e843d7b-e0cc-11e9-953f-fa163e0a8baf","牙种植体系统-基台","φ6.5×GH4.0×H6.0","CW-M-AS-654060","钛合金","C0702021380100100072","C07020213801001000720000076"]
[220,"S03580001","WEGO威高四级纯钛牙种植体系统","四级纯钛种植体产品系统","威海威高洁丽康生物材料有限公司","威海威高洁丽康生物材料有限公司","修复基台（单牙）","国械注准20183631719","牙种植体系统","国食药监械(准)字2014第3630887号","包含注册证下相关部件纯钛或钛合金材质","适用于单牙种植修复基台、材质为纯钛或钛合金","个",116,"4ea03f18-9769-11eb-ac1c-fa163e311f19","7ca0f9dbabec41ff95fd2a9f4f4a7136","国械注准20183631719","牙种植体系统","威海威高洁丽康生物材料有限公司","威海威高洁丽康生物材料有限公司","0e843d7b-e0cc-11e9-953f-fa163e0a8baf","牙种植体系统-基台","φ4.0×Gh3.0×H3.8","CW-M-AS-403038","钛合金","C0702021380100100072","C07020213801001000720000119"]
[220,"S03580001","WEGO威高四级纯钛牙种植体系统","四级纯钛种植体产品系统","威海威高洁丽康生物材料有限公司","威海威高洁丽康生物材料有限公司","修复基台（单牙）","国械注准20183631719","牙种植体系统","国食药监械(准)字2014第3630887号","包含注册证下相关部件纯钛或钛合金材质","适用于单牙种植修复基台、材质为纯钛或钛合金","个",116,"9323c9b7-976b-11eb-ac1c-fa163e311f19","7ca0f9dbabec41ff95fd2a9f4f4a7136","国械注准20183631719","牙种植体系统","威海威高洁丽康生物材料有限公司","威海威高洁丽康生物材料有限公司","0e843d7b-e0cc-11e9-953f-fa163e0a8baf","牙种植体系统-基台","φ4.5×Gh1.5×H3.8","CW-M-AS-451538N","钛合金","C0702021380100100072","C07020213801001000720000171"]
[220,"S03580001","WEGO威高四级纯钛牙种植体系统","四级纯钛种植体产品系统","威海威高洁丽康生物材料有限公司","威海威高洁丽康生物材料有限公司","修复基台（单牙）","国械注准20183631719","牙种植体系统","国食药监械(准)字2014第3630887号","包含注册证下相关部件纯钛或钛合金材质","适用于单牙种植修复基台、材质为纯钛或钛合金","个",116,"a1cb0fe2-976f-11eb-ac1c-fa163e311f19","7ca0f9dbabec41ff95fd2a9f4f4a7136","国械注准20183631719","牙种植体系统","威海威高洁丽康生物材料有限公司","威海威高洁丽康生物材料有限公司","0e843d7b-e0cc-11e9-953f-fa163e0a8baf","牙种植体系统-基台","φ6.5×Gh0.75×H3.8","CW-M-AS-650738","钛合金","C0702021380100100072","C07020213801001000720000183"]
[220,"S03580001","WEGO威高四级纯钛牙种植体系统","四级纯钛种植体产品系统","威海威高洁丽康生物材料有限公司","威海威高洁丽康生物材料有限公司","修复基台（单牙）","国械注准20183631719","牙种植体系统","国食药监械(准)字2014第3630887号","包含注册证下相关部件纯钛或钛合金材质","适用于单牙种植修复基台、材质为纯钛或钛合金","个",116,"a7a99373-e1cc-11e9-953f-fa163e0a8baf","7ca0f9dbabec41ff95fd2a9f4f4a7136","国械注准20183631719","牙种植体系统","威海威高洁丽康生物材料有限公司","威海威高洁丽康生物材料有限公司","0e843d7b-e0cc-11e9-953f-fa163e0a8baf","牙种植体系统-基台","φ8.0×Gh3.0","CW-M-AU-8030","钛合金","C0702021380100100072","C07020213801001000720000204"]
[220,"S03580001","WEGO威高四级纯钛牙种植体系统","四级纯钛种植体产品系统","威海威高洁丽康生物材料有限公司","威海威高洁丽康生物材料有限公司","修复基台（单牙）","国械注准20183631719","牙种植体系统","国食药监械(准)字2014第3630887号","包含注册证下相关部件纯钛或钛合金材质","适用于单牙种植修复基台、材质为纯钛或钛合金","个",116,"a99f18b4-e0f1-11e9-953f-fa163e0a8baf","7ca0f9dbabec41ff95fd2a9f4f4a7136","国械注准20183631719","牙种植体系统","威海威高洁丽康生物材料有限公司","威海威高洁丽康生物材料有限公司","0e843d7b-e0cc-11e9-953f-fa163e0a8baf","牙种植体系统-基台","Gh4.5×7°","CW-M-ARSA-4507B","钛合金","C0702021380100100072","C07020213801001000720000228"]
[220,"S03580001","WEGO威高四级纯钛牙种植体系统","四级纯钛种植体产品系统","威海威高洁丽康生物材料有限公司","威海威高洁丽康生物材料有限公司","修复基台（单牙）","国械注准20183631719","牙种植体系统","国食药监械(准)字2014第3630887号","包含注册证下相关部件纯钛或钛合金材质","适用于单牙种植修复基台、材质为纯钛或钛合金","个",116,"a99f3cae-e0f1-11e9-953f-fa163e0a8baf","7ca0f9dbabec41ff95fd2a9f4f4a7136","国械注准20183631719","牙种植体系统","威海威高洁丽康生物材料有限公司","威海威高洁丽康生物材料有限公司","0e843d7b-e0cc-11e9-953f-fa163e0a8baf","牙种植体系统-基台","φ5.5×Gh3.0×15°","CW-M-AA-553015B","钛合金","C0702021380100100072","C07020213801001000720000247"]
[220,"S03580001","WEGO威高四级纯钛牙种植体系统","四级纯钛种植体产品系统","威海威高洁丽康生物材料有限公司","威海威高洁丽康生物材料有限公司","修复基台（单牙）","国械注准20183631719","牙种植体系统","国食药监械(准)字2014第3630887号","包含注册证下相关部件纯钛或钛合金材质","适用于单牙种植修复基台、材质为纯钛或钛合金","个",116,"a99f629e-e0f1-11e9-953f-fa163e0a8baf","7ca0f9dbabec41ff95fd2a9f4f4a7136","国械注准20183631719","牙种植体系统","威海威高洁丽康生物材料有限公司","威海威高洁丽康生物材料有限公司","0e843d7b-e0cc-11e9-953f-fa163e0a8baf","牙种植体系统-基台","φ6.5×Gh1.5×15°","CW-M-AA-651515B","钛合金","C0702021380100100072","C07020213801001000720000266"]
[220,"S03580001","WEGO威高四级纯钛牙种植体系统","四级纯钛种植体产品系统","威海威高洁丽康生物材料有限公司","威海威高洁丽康生物材料有限公司","修复基台（单牙）","国械注准20183631719","牙种植体系统","国食药监械(准)字2014第3630887号","包含注册证下相关部件纯钛或钛合金材质","适用于单牙种植修复基台、材质为纯钛或钛合金","个",116,"a99f76dd-e0f1-11e9-953f-fa163e0a8baf","7ca0f9dbabec41ff95fd2a9f4f4a7136","国械注准20183631719","牙种植体系统","威海威高洁丽康生物材料有限公司","威海威高洁丽康生物材料有限公司","0e843d7b-e0cc-11e9-953f-fa163e0a8baf","牙种植体系统-基台","Gh4.5×7°","CW-M-ANSA-4507A","钛合金","C0702021380100100072","C07020213801001000720000279"]
[220,"S03580001","WEGO威高四级纯钛牙种植体系统","四级纯钛种植体产品系统","威海威高洁丽康生物材料有限公司","威海威高洁丽康生物材料有限公司","修复基台（单牙）","国械注准20183631719","牙种植体系统","国食药监械(准)字2014第3630887号","包含注册证下相关部件纯钛或钛合金材质","适用于单牙种植修复基台、材质为纯钛或钛合金","个",116,"a99fc9db-e0f1-11e9-953f-fa163e0a8baf","7ca0f9dbabec41ff95fd2a9f4f4a7136","国械注准20183631719","牙种植体系统","威海威高洁丽康生物材料有限公司","威海威高洁丽康生物材料有限公司","0e843d7b-e0cc-11e9-953f-fa163e0a8baf","牙种植体系统-基台","φ5.5×Gh4.0×25°","CW-M-AA-554025B","钛合金","C0702021380100100072","C07020213801001000720000309"]
[220,"S03580001","WEGO威高四级纯钛牙种植体系统","四级纯钛种植体产品系统","威海威高洁丽康生物材料有限公司","威海威高洁丽康生物材料有限公司","修复基台（单牙）","国械注准20183631719","牙种植体系统","国食药监械(准)字2014第3630887号","包含注册证下相关部件纯钛或钛合金材质","适用于单牙种植修复基台、材质为纯钛或钛合金","个",116,"a99fd3af-e0f1-11e9-953f-fa163e0a8baf","7ca0f9dbabec41ff95fd2a9f4f4a7136","国械注准20183631719","牙种植体系统","威海威高洁丽康生物材料有限公司","威海威高洁丽康生物材料有限公司","0e843d7b-e0cc-11e9-953f-fa163e0a8baf","牙种植体系统-基台","φ6.5×Gh1.0×25°","CW-M-AA-651025B","钛合金","C0702021380100100072","C07020213801001000720000315"]
[220,"S03580001","WEGO威高四级纯钛牙种植体系统","四级纯钛种植体产品系统","威海威高洁丽康生物材料有限公司","威海威高洁丽康生物材料有限公司","修复基台（单牙）","国械注准20183631719","牙种植体系统","国食药监械(准)字2014第3630887号","包含注册证下相关部件纯钛或钛合金材质","适用于单牙种植修复基台、材质为纯钛或钛合金","个",116,"a99ff396-e0f1-11e9-953f-fa163e0a8baf","7ca0f9dbabec41ff95fd2a9f4f4a7136","国械注准20183631719","牙种植体系统","威海威高洁丽康生物材料有限公司","威海威高洁丽康生物材料有限公司","0e843d7b-e0cc-11e9-953f-fa163e0a8baf","牙种植体系统-基台","Gh3.0×15°","CW-M-ANSA-3015B","钛合金","C0702021380100100072","C07020213801001000720000330"]
[220,"S03580001","WEGO威高四级纯钛牙种植体系统","四级纯钛种植体产品系统","威海威高洁丽康生物材料有限公司","威海威高洁丽康生物材料有限公司","修复基台（单牙）","国械注准20183631719","牙种植体系统","国食药监械(准)字2014第3630887号","包含注册证下相关部件纯钛或钛合金材质","适用于单牙种植修复基台、材质为纯钛或钛合金","个",116,"a9a01cfc-e0f1-11e9-953f-fa163e0a8baf","7ca0f9dbabec41ff95fd2a9f4f4a7136","国械注准20183631719","牙种植体系统","威海威高洁丽康生物材料有限公司","威海威高洁丽康生物材料有限公司","0e843d7b-e0cc-11e9-953f-fa163e0a8baf","牙种植体系统-基台","φ5.5×Gh4.0×7°","CW-M-AA-554007B","钛合金","C0702021380100100072","C07020213801001000720000352"]
[220,"S03580001","WEGO威高四级纯钛牙种植体系统","四级纯钛种植体产品系统","威海威高洁丽康生物材料有限公司","威海威高洁丽康生物材料有限公司","修复基台（单牙）","国械注准20183631719","牙种植体系统","国食药监械(准)字2014第3630887号","包含注册证下相关部件纯钛或钛合金材质","适用于单牙种植修复基台、材质为纯钛或钛合金","个",116,"a9a04cb1-e0f1-11e9-953f-fa163e0a8baf","7ca0f9dbabec41ff95fd2a9f4f4a7136","国械注准20183631719","牙种植体系统","威海威高洁丽康生物材料有限公司","威海威高洁丽康生物材料有限公司","0e843d7b-e0cc-11e9-953f-fa163e0a8baf","牙种植体系统-基台","φ5.5×Gh1.0×7°","CW-M-AA-551007A","钛合金","C0702021380100100072","C07020213801001000720000377"]
[220,"S03580001","WEGO威高四级纯钛牙种植体系统","四级纯钛种植体产品系统","威海威高洁丽康生物材料有限公司","威海威高洁丽康生物材料有限公司","修复基台（单牙）","国械注准20183631719","牙种植体系统","国食药监械(准)字2014第3630887号","包含注册证下相关部件纯钛或钛合金材质","适用于单牙种植修复基台、材质为纯钛或钛合金","个",116,"a9a06c2c-e0f1-11e9-953f-fa163e0a8baf","7ca0f9dbabec41ff95fd2a9f4f4a7136","国械注准20183631719","牙种植体系统","威海威高洁丽康生物材料有限公司","威海威高洁丽康生物材料有限公司","0e843d7b-e0cc-11e9-953f-fa163e0a8baf","牙种植体系统-基台","Gh1.5×10°","CW-M-ARSA-1510A","钛合金","C0702021380100100072","C07020213801001000720000399"]
[220,"S03580001","WEGO威高四级纯钛牙种植体系统","四级纯钛种植体产品系统","威海威高洁丽康生物材料有限公司","威海威高洁丽康生物材料有限公司","修复基台（单牙）","国械注准20183631719","牙种植体系统","国食药监械(准)字2014第3630887号","包含注册证下相关部件纯钛或钛合金材质","适用于单牙种植修复基台、材质为纯钛或钛合金","个",116,"c1287831-9769-11eb-ac1c-fa163e311f19","7ca0f9dbabec41ff95fd2a9f4f4a7136","国械注准20183631719","牙种植体系统","威海威高洁丽康生物材料有限公司","威海威高洁丽康生物材料有限公司","0e843d7b-e0cc-11e9-953f-fa163e0a8baf","牙种植体系统-基台","φ4.0×Gh2.0×H6.0","CW-M-AS-402060","钛合金","C0702021380100100072","C07020213801001000720000431"]
[219,"S03580001","WEGO威高四级纯钛牙种植体系统","四级纯钛种植体产品系统","威海威高洁丽康生物材料有限公司","威海威高洁丽康生物材料有限公司","种植体（含覆盖螺丝）","国械注准20183631719","牙种植体系统","国食药监械(准)字2014第3630887号","四级纯钛","不含临时种植体、穿颧种植体和一段式种植体。","个",608,"ffe86cc6-e0e7-11e9-953f-fa163e0a8baf","7ca0f9dbabec41ff95fd2a9f4f4a7136","国械注准20183631719","牙种植体系统","威海威高洁丽康生物材料有限公司","威海威高洁丽康生物材料有限公司","cbec4cf5-e0e5-11e9-953f-fa163e0a8baf","牙种植体系统-牙种植体","φ5.0×10mm","CW-M-ZY-5010","纯钛","C0702011370100100072","C07020113701001000720000005"]
[219,"S03580001","WEGO威高四级纯钛牙种植体系统","四级纯钛种植体产品系统","威海威高洁丽康生物材料有限公司","威海威高洁丽康生物材料有限公司","种植体（含覆盖螺丝）","国械注准20183631719","牙种植体系统","国食药监械(准)字2014第3630887号","四级纯钛","不含临时种植体、穿颧种植体和一段式种植体。","个",608,"ffe8c750-e0e7-11e9-953f-fa163e0a8baf","7ca0f9dbabec41ff95fd2a9f4f4a7136","国械注准20183631719","牙种植体系统","威海威高洁丽康生物材料有限公司","威海威高洁丽康生物材料有限公司","cbec4cf5-e0e5-11e9-953f-fa163e0a8baf","牙种植体系统-牙种植体","φ4.05×8mm","CW-M-ZY-4108","纯钛","C0702011370100100072","C07020113701001000720000016"]
[219,"S03580001","WEGO威高四级纯钛牙种植体系统","四级纯钛种植体产品系统","威海威高洁丽康生物材料有限公司","威海威高洁丽康生物材料有限公司","种植体（含覆盖螺丝）","国械注准20183631719","牙种植体系统","国食药监械(准)字2014第3630887号","四级纯钛","不含临时种植体、穿颧种植体和一段式种植体。","个",608,"ffe8decc-e0e7-11e9-953f-fa163e0a8baf","7ca0f9dbabec41ff95fd2a9f4f4a7136","国械注准20183631719","牙种植体系统","威海威高洁丽康生物材料有限公司","威海威高洁丽康生物材料有限公司","cbec4cf5-e0e5-11e9-953f-fa163e0a8baf","牙种植体系统-牙种植体","φ5.0×12mm","CW-M-GY-5012","纯钛","C0702011370100100072","C07020113701001000720000029"]
[219,"S03580001","WEGO威高四级纯钛牙种植体系统","四级纯钛种植体产品系统","威海威高洁丽康生物材料有限公司","威海威高洁丽康生物材料有限公司","种植体（含覆盖螺丝）","国械注准20183631719","牙种植体系统","国食药监械(准)字2014第3630887号","四级纯钛","不含临时种植体、穿颧种植体和一段式种植体。","个",608,"ffe956f6-e0e7-11e9-953f-fa163e0a8baf","7ca0f9dbabec41ff95fd2a9f4f4a7136","国械注准20183631719","牙种植体系统","威海威高洁丽康生物材料有限公司","威海威高洁丽康生物材料有限公司","cbec4cf5-e0e5-11e9-953f-fa163e0a8baf","牙种植体系统-牙种植体","φ3.4×11mm","CW-M-ZY-3411","纯钛","C0702011370100100072","C07020113701001000720000048"]
[219,"S03580001","WEGO威高四级纯钛牙种植体系统","四级纯钛种植体产品系统","威海威高洁丽康生物材料有限公司","威海威高洁丽康生物材料有限公司","种植体（含覆盖螺丝）","国械注准20183631719","牙种植体系统","国食药监械(准)字2014第3630887号","四级纯钛","不含临时种植体、穿颧种植体和一段式种植体。","个",608,"ffe977fc-e0e7-11e9-953f-fa163e0a8baf","7ca0f9dbabec41ff95fd2a9f4f4a7136","国械注准20183631719","牙种植体系统","威海威高洁丽康生物材料有限公司","威海威高洁丽康生物材料有限公司","cbec4cf5-e0e5-11e9-953f-fa163e0a8baf","牙种植体系统-牙种植体","φ4.7×9mm","CW-M-YY-4709","纯钛","C0702011370100100072","C07020113701001000720000067"]
[219,"S03580001","WEGO威高四级纯钛牙种植体系统","四级纯钛种植体产品系统","威海威高洁丽康生物材料有限公司","威海威高洁丽康生物材料有限公司","种植体（含覆盖螺丝）","国械注准20183631719","牙种植体系统","国食药监械(准)字2014第3630887号","四级纯钛","不含临时种植体、穿颧种植体和一段式种植体。","个",608,"ffe99dae-e0e7-11e9-953f-fa163e0a8baf","7ca0f9dbabec41ff95fd2a9f4f4a7136","国械注准20183631719","牙种植体系统","威海威高洁丽康生物材料有限公司","威海威高洁丽康生物材料有限公司","cbec4cf5-e0e5-11e9-953f-fa163e0a8baf","牙种植体系统-牙种植体","φ4.3×15mm","CW-M-YY-4315","纯钛","C0702011370100100072","C07020113701001000720000091"]
[219,"S03580001","WEGO威高四级纯钛牙种植体系统","四级纯钛种植体产品系统","威海威高洁丽康生物材料有限公司","威海威高洁丽康生物材料有限公司","种植体（含覆盖螺丝）","国械注准20183631719","牙种植体系统","国食药监械(准)字2014第3630887号","四级纯钛","不含临时种植体、穿颧种植体和一段式种植体。","个",608,"ffe9bc0e-e0e7-11e9-953f-fa163e0a8baf","7ca0f9dbabec41ff95fd2a9f4f4a7136","国械注准20183631719","牙种植体系统","威海威高洁丽康生物材料有限公司","威海威高洁丽康生物材料有限公司","cbec4cf5-e0e5-11e9-953f-fa163e0a8baf","牙种植体系统-牙种植体","φ4.05×9mm","CW-M-ZY-4109","纯钛","C0702011370100100072","C07020113701001000720000110"]
[219,"S03580001","WEGO威高四级纯钛牙种植体系统","四级纯钛种植体产品系统","威海威高洁丽康生物材料有限公司","威海威高洁丽康生物材料有限公司","种植体（含覆盖螺丝）","国械注准20183631719","牙种植体系统","国食药监械(准)字2014第3630887号","四级纯钛","不含临时种植体、穿颧种植体和一段式种植体。","个",608,"ffe9e9c2-e0e7-11e9-953f-fa163e0a8baf","7ca0f9dbabec41ff95fd2a9f4f4a7136","国械注准20183631719","牙种植体系统","威海威高洁丽康生物材料有限公司","威海威高洁丽康生物材料有限公司","cbec4cf5-e0e5-11e9-953f-fa163e0a8baf","牙种植体系统-牙种植体","φ5.0×7mm","CW-M-GY-5007","纯钛","C0702011370100100072","C07020113701001000720000122"]
[219,"S03580001","WEGO威高四级纯钛牙种植体系统","四级纯钛种植体产品系统","威海威高洁丽康生物材料有限公司","威海威高洁丽康生物材料有限公司","种植体（含覆盖螺丝）","国械注准20183631719","牙种植体系统","国食药监械(准)字2014第3630887号","四级纯钛","不含临时种植体、穿颧种植体和一段式种植体。","个",608,"ffea4f2b-e0e7-11e9-953f-fa163e0a8baf","7ca0f9dbabec41ff95fd2a9f4f4a7136","国械注准20183631719","牙种植体系统","威海威高洁丽康生物材料有限公司","威海威高洁丽康生物材料有限公司","cbec4cf5-e0e5-11e9-953f-fa163e0a8baf","牙种植体系统-牙种植体","φ4.7×8mm","CW-M-YY-4708","纯钛","C0702011370100100072","C07020113701001000720000153"]
[219,"S03580001","WEGO威高四级纯钛牙种植体系统","四级纯钛种植体产品系统","威海威高洁丽康生物材料有限公司","威海威高洁丽康生物材料有限公司","种植体（含覆盖螺丝）","国械注准20183631719","牙种植体系统","国食药监械(准)字2014第3630887号","四级纯钛","不含临时种植体、穿颧种植体和一段式种植体。","个",608,"ffea61d7-e0e7-11e9-953f-fa163e0a8baf","7ca0f9dbabec41ff95fd2a9f4f4a7136","国械注准20183631719","牙种植体系统","威海威高洁丽康生物材料有限公司","威海威高洁丽康生物材料有限公司","cbec4cf5-e0e5-11e9-953f-fa163e0a8baf","牙种植体系统-牙种植体","φ4.05×11mm","CW-M-GY-4111","纯钛","C0702011370100100072","C07020113701001000720000165"]
[219,"S03580001","WEGO威高四级纯钛牙种植体系统","四级纯钛种植体产品系统","威海威高洁丽康生物材料有限公司","威海威高洁丽康生物材料有限公司","种植体（含覆盖螺丝）","国械注准20183631719","牙种植体系统","国食药监械(准)字2014第3630887号","四级纯钛","不含临时种植体、穿颧种植体和一段式种植体。","个",608,"ffea705c-e0e7-11e9-953f-fa163e0a8baf","7ca0f9dbabec41ff95fd2a9f4f4a7136","国械注准20183631719","牙种植体系统","威海威高洁丽康生物材料有限公司","威海威高洁丽康生物材料有限公司","cbec4cf5-e0e5-11e9-953f-fa163e0a8baf","牙种植体系统-牙种植体","φ4.05×15mm","CW-M-ZY-4115","纯钛","C0702011370100100072","C07020113701001000720000177"]
[219,"S03580001","WEGO威高四级纯钛牙种植体系统","四级纯钛种植体产品系统","威海威高洁丽康生物材料有限公司","威海威高洁丽康生物材料有限公司","种植体（含覆盖螺丝）","国械注准20183631719","牙种植体系统","国食药监械(准)字2014第3630887号","四级纯钛","不含临时种植体、穿颧种植体和一段式种植体。","个",608,"ffea8e18-e0e7-11e9-953f-fa163e0a8baf","7ca0f9dbabec41ff95fd2a9f4f4a7136","国械注准20183631719","牙种植体系统","威海威高洁丽康生物材料有限公司","威海威高洁丽康生物材料有限公司","cbec4cf5-e0e5-11e9-953f-fa163e0a8baf","牙种植体系统-牙种植体","φ4.3×7mm","CW-M-YY-4307","纯钛","C0702011370100100072","C07020113701001000720000196"]
[221,"S03580001","WEGO威高四级纯钛牙种植体系统","四级纯钛种植体产品系统","威海威高洁丽康生物材料有限公司","威海威高洁丽康生物材料有限公司","愈合基台","国械注准20183631719","牙种植体系统","国食药监械(准)字2014第3630887号","包含注册证下相关部件所有材质","不区分材质","个",77,"92628094-e0f0-11e9-953f-fa163e0a8baf","7ca0f9dbabec41ff95fd2a9f4f4a7136","国械注准20183631719","牙种植体系统","威海威高洁丽康生物材料有限公司","威海威高洁丽康生物材料有限公司","fd131f63-e0c9-11e9-953f-fa163e0a8baf","牙种植体系统-愈合基台","φ4.0×Gh3.0×h3.0","CW-M-HN-4030H","纯钛","C0702031380300000072","C07020313803000000720000006"]
[221,"S03580001","WEGO威高四级纯钛牙种植体系统","四级纯钛种植体产品系统","威海威高洁丽康生物材料有限公司","威海威高洁丽康生物材料有限公司","愈合基台","国械注准20183631719","牙种植体系统","国食药监械(准)字2014第3630887号","包含注册证下相关部件所有材质","不区分材质","个",77,"9262cf89-e0f0-11e9-953f-fa163e0a8baf","7ca0f9dbabec41ff95fd2a9f4f4a7136","国械注准20183631719","牙种植体系统","威海威高洁丽康生物材料有限公司","威海威高洁丽康生物材料有限公司","fd131f63-e0c9-11e9-953f-fa163e0a8baf","牙种植体系统-愈合基台","φ5.5×Gh4.0×h1.5","CW-M-HS-5540","纯钛","C0702031380300000072","C07020313803000000720000029"]
[221,"S03580001","WEGO威高四级纯钛牙种植体系统","四级纯钛种植体产品系统","威海威高洁丽康生物材料有限公司","威海威高洁丽康生物材料有限公司","愈合基台","国械注准20183631719","牙种植体系统","国食药监械(准)字2014第3630887号","包含注册证下相关部件所有材质","不区分材质","个",77,"9262ebe8-e0f0-11e9-953f-fa163e0a8baf","7ca0f9dbabec41ff95fd2a9f4f4a7136","国械注准20183631719","牙种植体系统","威海威高洁丽康生物材料有限公司","威海威高洁丽康生物材料有限公司","fd131f63-e0c9-11e9-953f-fa163e0a8baf","牙种植体系统-愈合基台","φ4.0×Gh2.0×h3.0","CW-M-HN-4020H","纯钛","C0702031380300000072","C07020313803000000720000048"]
[221,"S03580001","WEGO威高四级纯钛牙种植体系统","四级纯钛种植体产品系统","威海威高洁丽康生物材料有限公司","威海威高洁丽康生物材料有限公司","愈合基台","国械注准20183631719","牙种植体系统","国食药监械(准)字2014第3630887号","包含注册证下相关部件所有材质","不区分材质","个",77,"9d23cf64-9768-11eb-ac1c-fa163e311f19","7ca0f9dbabec41ff95fd2a9f4f4a7136","国械注准20183631719","牙种植体系统","威海威高洁丽康生物材料有限公司","威海威高洁丽康生物材料有限公司","fd131f63-e0c9-11e9-953f-fa163e0a8baf","牙种植体系统-愈合基台","φ6.5×Gh1.5×h1.5","CW-M-HS-6515","纯钛","C0702031380300000072","C07020313803000000720000061"]
[223,"S03580001","WEGO威高四级纯钛牙种植体系统","四级纯钛种植体产品系统","威海威高洁丽康生物材料有限公司","威海威高洁丽康生物材料有限公司","转移杆","鲁威械备20170046号","转移帽",null,"包含注册证下相关部件所有材质","不区分材质","个",55,"2a0ac67f-e109-11e9-953f-fa163e0a8baf","852fb1dddce441e9a0dde4afc3077f62","鲁威械备20170046号","转移帽","威海威高洁丽康生物材料有限公司","威海威高洁丽康生物材料有限公司","0ec15bf3-e0f7-11e9-953f-fa163e0a8baf","转移帽","Ø5.0×L12.3","常规颈型，非抗旋","钛合金","C0702041390200200072","C07020413902002000720000029"]
[223,"S03580001","WEGO威高四级纯钛牙种植体系统","四级纯钛种植体产品系统","威海威高洁丽康生物材料有限公司","威海威高洁丽康生物材料有限公司","转移杆","鲁威械备20170046号","转移帽",null,"包含注册证下相关部件所有材质","不区分材质","个",55,"2a0b8edb-e109-11e9-953f-fa163e0a8baf","852fb1dddce441e9a0dde4afc3077f62","鲁威械备20170046号","转移帽","威海威高洁丽康生物材料有限公司","威海威高洁丽康生物材料有限公司","0ec15bf3-e0f7-11e9-953f-fa163e0a8baf","转移帽","Ø3.8-M","窄颈型，非抗旋","钛合金","C0702041390200200072","C07020413902002000720000048"]
[223,"S03580001","WEGO威高四级纯钛牙种植体系统","四级纯钛种植体产品系统","威海威高洁丽康生物材料有限公司","威海威高洁丽康生物材料有限公司","转移杆","鲁威械备20170046号","转移帽",null,"包含注册证下相关部件所有材质","不区分材质","个",55,"43b5312e-e10a-11e9-953f-fa163e0a8baf","852fb1dddce441e9a0dde4afc3077f62","鲁威械备20170046号","转移帽","威海威高洁丽康生物材料有限公司","威海威高洁丽康生物材料有限公司","0ec15bf3-e0f7-11e9-953f-fa163e0a8baf","转移帽","Ø4.5×L13","开窗型","钛合金","C0702041390200200072","C07020413902002000720000068"]
[223,"S03580001","WEGO威高四级纯钛牙种植体系统","四级纯钛种植体产品系统","威海威高洁丽康生物材料有限公司","威海威高洁丽康生物材料有限公司","转移杆","鲁威械备20170046号","转移帽",null,"包含注册证下相关部件所有材质","不区分材质","个",55,"652e64ac-e10b-11e9-953f-fa163e0a8baf","852fb1dddce441e9a0dde4afc3077f62","鲁威械备20170046号","转移帽","威海威高洁丽康生物材料有限公司","威海威高洁丽康生物材料有限公司","0ec15bf3-e0f7-11e9-953f-fa163e0a8baf","转移帽","Ø5.0-M","开窗型","钛合金","C0702041390200200072","C07020413902002000720000003"]
[270,"S14180001","中科安齿四级纯钛产品系统","四级纯钛种植体产品系统","广东中科安齿生物科技有限公司","广东中科安齿生物科技有限公司","转移杆","粤禅械备20220007号","印模转移杆","粤禅械备20210132号","包含注册证下相关部件所有材质","不区分材质","个",77,"5eb5c3db-63e9-11ed-9447-b4055d63f15c","24ad17b0-cd21-11ec-a4e1-90e2ba8d9d30","粤禅械备20220007号","印模转移杆","广东中科安齿生物科技有限公司","广东中科安齿生物科技有限公司","dbbf2352-e244-11ec-9447-b4055d63f15c","印模转移杆","Ø5.0, NP, S","IT035",null,"C0702041390200214114","C07020413902002141140000033"]
[264,"S14180001","中科安齿四级纯钛产品系统","四级纯钛种植体产品系统","广东中科安齿生物科技有限公司","广东中科安齿生物科技有限公司","种植体（含覆盖螺丝）","国械注准20203171012","牙种植体",null,"四级纯钛","不含临时种植体、穿颧种植体和一段式种植体。","个",470,"0aec4b6b-bd09-11eb-a006-0050568f9c84","4e33af38-bd03-11eb-a006-0050568f9c84","国械注准20203171012","牙种植体","广东中科安齿生物科技有限公司","广东中科安齿生物科技有限公司","5f6170a1-bd08-11eb-a006-0050568f9c84","牙种植体","Φ5.0×10","AI0150100A","TA4G（GR4）纯钛","C0702011370100114114","C07020113701001141140000001"]
[264,"S14180001","中科安齿四级纯钛产品系统","四级纯钛种植体产品系统","广东中科安齿生物科技有限公司","广东中科安齿生物科技有限公司","种植体（含覆盖螺丝）","国械注准20203171012","牙种植体",null,"四级纯钛","不含临时种植体、穿颧种植体和一段式种植体。","个",470,"0b034492-bd09-11eb-a006-0050568f9c84","4e33af38-bd03-11eb-a006-0050568f9c84","国械注准20203171012","牙种植体","广东中科安齿生物科技有限公司","广东中科安齿生物科技有限公司","5f6170a1-bd08-11eb-a006-0050568f9c84","牙种植体","Φ4.3×15","AI0143150A","TA4G（GR4）纯钛","C0702011370100114114","C07020113701001141140000016"]
[265,"S14180001","中科安齿四级纯钛产品系统","四级纯钛种植体产品系统","广东中科安齿生物科技有限公司","广东中科安齿生物科技有限公司","修复基台（单牙）","国械注准20213170009","基台系统",null,"包含注册证下相关部件纯钛或钛合金材质","适用于单牙种植修复基台、材质为纯钛或钛合金","个",100,"2a424130-bd26-11eb-a006-0050568f9c84","b3dcf246-bd05-11eb-a006-0050568f9c84","国械注准20213170009","基台系统","广东中科安齿生物科技有限公司","广东中科安齿生物科技有限公司","8cff08dc-bd08-11eb-a006-0050568f9c84","基台系统-\t直基台","25°,Φ5.0,GH:5,RP","AA01500525065","TC4 ELI 钛合金","C0702021380100114114","C07020213801001141140000024"]
[265,"S14180001","中科安齿四级纯钛产品系统","四级纯钛种植体产品系统","广东中科安齿生物科技有限公司","广东中科安齿生物科技有限公司","修复基台（单牙）","国械注准20213170009","基台系统",null,"包含注册证下相关部件纯钛或钛合金材质","适用于单牙种植修复基台、材质为纯钛或钛合金","个",100,"2a4256af-bd26-11eb-a006-0050568f9c84","b3dcf246-bd05-11eb-a006-0050568f9c84","国械注准20213170009","基台系统","广东中科安齿生物科技有限公司","广东中科安齿生物科技有限公司","8cff08dc-bd08-11eb-a006-0050568f9c84","基台系统-\t直基台","15°,Φ4.0,GH:5,NP","AA01400515050","TC4 ELI 钛合金","C0702021380100114114","C07020213801001141140000035"]
[265,"S14180001","中科安齿四级纯钛产品系统","四级纯钛种植体产品系统","广东中科安齿生物科技有限公司","广东中科安齿生物科技有限公司","修复基台（单牙）","国械注准20213170009","基台系统",null,"包含注册证下相关部件纯钛或钛合金材质","适用于单牙种植修复基台、材质为纯钛或钛合金","个",100,"60081b2c-bd09-11eb-a006-0050568f9c84","b3dcf246-bd05-11eb-a006-0050568f9c84","国械注准20213170009","基台系统","广东中科安齿生物科技有限公司","广东中科安齿生物科技有限公司","8cff08dc-bd08-11eb-a006-0050568f9c84","基台系统-\t直基台","Φ6.0,GH:1,RP","AA01600100065","TC4 ELI 钛合金","C0702021380100114114","C07020213801001141140000061"]
[265,"S14180001","中科安齿四级纯钛产品系统","四级纯钛种植体产品系统","广东中科安齿生物科技有限公司","广东中科安齿生物科技有限公司","修复基台（单牙）","国械注准20213170009","基台系统",null,"包含注册证下相关部件纯钛或钛合金材质","适用于单牙种植修复基台、材质为纯钛或钛合金","个",100,"60110c33-bd09-11eb-a006-0050568f9c84","b3dcf246-bd05-11eb-a006-0050568f9c84","国械注准20213170009","基台系统","广东中科安齿生物科技有限公司","广东中科安齿生物科技有限公司","8cff08dc-bd08-11eb-a006-0050568f9c84","基台系统-\t直基台","Φ4.0,GH:5,NP","AA01400500050","TC4 ELI 钛合金","C0702021380100114114","C07020213801001141140000067"]
[265,"S14180001","中科安齿四级纯钛产品系统","四级纯钛种植体产品系统","广东中科安齿生物科技有限公司","广东中科安齿生物科技有限公司","修复基台（单牙）","国械注准20213170009","基台系统",null,"包含注册证下相关部件纯钛或钛合金材质","适用于单牙种植修复基台、材质为纯钛或钛合金","个",100,"e1bd483b-bd26-11eb-a006-0050568f9c84","b3dcf246-bd05-11eb-a006-0050568f9c84","国械注准20213170009","基台系统","广东中科安齿生物科技有限公司","广东中科安齿生物科技有限公司","8cff08dc-bd08-11eb-a006-0050568f9c84","基台系统-\t直基台","Φ5.0,GH:4,NP","AM00500400","TC4 ELI 钛合金","C0702021380100114114","C07020213801001141140000006"]
[268,"S14180001","中科安齿四级纯钛产品系统","四级纯钛种植体产品系统","广东中科安齿生物科技有限公司","广东中科安齿生物科技有限公司","种植体替代体","粤禅械备20220006号","替代体","粤禅械备20210132号","包含注册证下相关部件所有材质","不区分材质","个",77,"8415976d-e24f-11ec-9447-b4055d63f15c","a95ee29c-cc49-11ec-a4e1-90e2ba8d9d30","粤禅械备20220006号","替代体","广东中科安齿生物科技有限公司","广东中科安齿生物科技有限公司","dc7bab61-e249-11ec-9447-b4055d63f15c","替代体","Φ4.6,RC","TB004",null,"C0702041390200314114","C07020413902003141140000002"]
[52,"J01940002","Nobel Biocare诺保内连接种植系统","四级纯钛种植体产品系统","诺保科商贸（上海）有限公司","诺贝尔生物公司Nobel Biocare AB","种植体（含覆盖螺丝）","国械注进20153170003","牙科种植体 Dental Implant","国械注进20153630003","四级纯钛","不含临时种植体、穿颧种植体和一段式种植体。","个",1350,"307cfb98-4f21-11ec-921a-0050568f9c84","e3d8cb36-992f-11e9-b4ed-fa163e0a8baf","国械注进20153170003","牙科种植体 Dental Implant","诺贝尔生物公司 Nobel Biocare AB","诺保科商贸（上海）有限公司","0dc98f7b-9bfa-11e9-b4ed-fa163e0a8baf","牙科种植体","Replace Select Tapered PMC NP 3.5x13mm","37303","纯钛","C0702011370100101453","C07020113701001014530000265"]
[52,"J01940002","Nobel Biocare诺保内连接种植系统","四级纯钛种植体产品系统","诺保科商贸（上海）有限公司","诺贝尔生物公司Nobel Biocare AB","种植体（含覆盖螺丝）","国械注进20153170003","牙科种植体 Dental Implant","国械注进20153630003","四级纯钛","不含临时种植体、穿颧种植体和一段式种植体。","个",1350,"7523cacb-37c2-11ec-921a-0050568f9c84","e3d8cb36-992f-11e9-b4ed-fa163e0a8baf","国械注进20153170003","牙科种植体 Dental Implant","诺贝尔生物公司 Nobel Biocare AB","诺保科商贸（上海）有限公司","0dc98f7b-9bfa-11e9-b4ed-fa163e0a8baf","牙科种植体","Replace Select Tapered TiUnite RP 4.3x10mm","29413","纯钛","C0702011370100101453","C07020113701001014530000204"]
[52,"J01940002","Nobel Biocare诺保内连接种植系统","四级纯钛种植体产品系统","诺保科商贸（上海）有限公司","诺贝尔生物公司Nobel Biocare AB","种植体（含覆盖螺丝）","国械注进20153170003","牙科种植体 Dental Implant","国械注进20153630003","四级纯钛","不含临时种植体、穿颧种植体和一段式种植体。","个",1350,"dce95a68-9bfa-11e9-b4ed-fa163e0a8baf","e3d8cb36-992f-11e9-b4ed-fa163e0a8baf","国械注进20153170003","牙科种植体 Dental Implant","诺贝尔生物公司 Nobel Biocare AB","诺保科商贸（上海）有限公司","0dc98f7b-9bfa-11e9-b4ed-fa163e0a8baf","牙科种植体","NobelReplace Conical Connection RP 4.3x8mm","36704","纯钛","C0702011370100101453","C07020113701001014530000082","07332747160505"]
[53,"J01940002","Nobel Biocare诺保内连接种植系统","四级纯钛种植体产品系统","诺保科商贸（上海）有限公司","诺贝尔生物公司Nobel Biocare AB","修复基台（单牙）","国械注进20163172245","种植体配套用基台及螺丝","国械注进20163632245","包含注册证下相关部件纯钛或钛合金材质","适用于单牙种植修复基台、材质为纯钛或钛合金","个",350,"0c5b2e84-353a-11eb-abe2-fa163e311f19","d1ff6559-f8b2-11ea-bf70-fa163e0a8baf","国械注进20163172245","种植体配套用基台及螺丝","诺贝尔生物公司Nobel Biocare AB","诺保科商贸（上海）有限公司","a315375d982211ecb3f890e2ba8d9d30","种植体配套用基台及螺丝-基台","Universal Base Tri-Channel WP 3mm","38226","钛合金","C0702021380100101453","C07020213801001014530000206","0107332747096804"]
[53,"J01940002","Nobel Biocare诺保内连接种植系统","四级纯钛种植体产品系统","诺保科商贸（上海）有限公司","诺贝尔生物公司Nobel Biocare AB","修复基台（单牙）","国械注进20163172245","种植体配套用基台及螺丝","国械注进20163632245","包含注册证下相关部件纯钛或钛合金材质","适用于单牙种植修复基台、材质为纯钛或钛合金","个",350,"be235118-3539-11eb-abe2-fa163e311f19","d1ff6559-f8b2-11ea-bf70-fa163e0a8baf","国械注进20163172245","种植体配套用基台及螺丝","诺贝尔生物公司Nobel Biocare AB","诺保科商贸（上海）有限公司","a315375d982211ecb3f890e2ba8d9d30","种植体配套用基台及螺丝-基台","Universal Base CC NP 1.5mm","38213","钛合金","C0702021380100101453","C07020213801001014530000183","0107332747096521"]
[53,"J01940002","Nobel Biocare诺保内连接种植系统","四级纯钛种植体产品系统","诺保科商贸（上海）有限公司","诺贝尔生物公司Nobel Biocare AB","修复基台（单牙）","国械注进20163172245","种植体配套用基台及螺丝","国械注进20163632245","包含注册证下相关部件纯钛或钛合金材质","适用于单牙种植修复基台、材质为纯钛或钛合金","个",350,"e69d6128-352d-11eb-abe2-fa163e311f19","d1ff6559-f8b2-11ea-bf70-fa163e0a8baf","国械注进20163172245","种植体配套用基台及螺丝","诺贝尔生物公司Nobel Biocare AB","诺保科商贸（上海）有限公司","a315375d982211ecb3f890e2ba8d9d30","种植体配套用基台及螺丝-基台","15°Esthetic Abutment NobelReplace WP 0.5mm","32382","钛合金","C0702021380100101453","C07020213801001014530000454","0107332747002751"]
[57,"J01940002","Nobel Biocare诺保内连接种植系统","四级纯钛种植体产品系统","诺保科商贸（上海）有限公司","诺贝尔生物公司Nobel Biocare AB","愈合基台","国械注进20163172245","种植体配套用基台及螺丝","国械注进20163632245","包含注册证下相关部件所有材质","不区分材质","个",50,"4cfd97e3-353f-11eb-abe2-fa163e311f19","d1ff6559-f8b2-11ea-bf70-fa163e0a8baf","国械注进20163172245","种植体配套用基台及螺丝","诺贝尔生物公司Nobel Biocare AB","诺保科商贸（上海）有限公司","a33ab946982211ecb3f890e2ba8d9d30","种植体配套用基台及螺丝","Healing Abutment NobelReplace NP Ø4.5x3mm","33449","钛合金","C0702031380100001453","C07020313801000014530000110","0107332747002836"]
[51,"J01940002","Nobel Biocare诺保内连接种植系统","四级纯钛种植体产品系统","诺保科商贸（上海）有限公司","诺贝尔生物公司Nobel Biocare AB","种植体（含覆盖螺丝）","国械注进20153173389","牙科种植体","国械注进20153633389","四级纯钛","不含临时种植体、穿颧种植体和一段式种植体。","个",1350,"77af3c76-37c3-11ec-921a-0050568f9c84","2ea7e190-f7f5-11ea-bf70-fa163e0a8baf","国械注进20153173389","牙科种植体","诺贝尔生物公司 Nobel Biocare AB","诺保科商贸（上海）有限公司","fdd0e4cf-095a-11ec-b658-0050568f9c84","牙科种植体","Replace Select Tapered TiUnite 6.0 6x11.5mm","36111","纯钛","C0702011370100101453","C07020113701001014530000256","0107332747160369"]
[51,"J01940002","Nobel Biocare诺保内连接种植系统","四级纯钛种植体产品系统","诺保科商贸（上海）有限公司","诺贝尔生物公司Nobel Biocare AB","种植体（含覆盖螺丝）","国械注进20153173389","牙科种植体","国械注进20153633389","四级纯钛","不含临时种植体、穿颧种植体和一段式种植体。","个",1350,"8b302409-095b-11ec-b658-0050568f9c84","2ea7e190-f7f5-11ea-bf70-fa163e0a8baf","国械注进20153173389","牙科种植体","诺贝尔生物公司 Nobel Biocare AB","诺保科商贸（上海）有限公司","fdd0e4cf-095a-11ec-b658-0050568f9c84","牙科种植体","NobelReplace Tapered Groovy NP 3.5x11.5mm","36100","纯钛","C0702011370100101453","C07020113701001014530000191"]
[56,"J01940002","Nobel Biocare诺保内连接种植系统","四级纯钛种植体产品系统","诺保科商贸（上海）有限公司","诺贝尔生物公司Nobel Biocare AB","转移杆","国械备20160363号","取模柱 Impression Copings",null,"包含注册证下相关部件所有材质","不区分材质","个",55,"5865dd28-9cd4-11e9-b4ed-fa163e0a8baf","402dfdb7-993b-11e9-b4ed-fa163e0a8baf","国械备20160363号","取模柱 Impression Copings","诺贝尔生物公司 Nobel Biocare AB","诺保科商贸（上海）有限公司","a2bcc457982211ecb3f890e2ba8d9d30","取模柱","Impression Coping Open Tray CC RP Ø3.6x10mm","36263","纯钛","C0702041390200201453","C07020413902002014530000129"]
[56,"J01940002","Nobel Biocare诺保内连接种植系统","四级纯钛种植体产品系统","诺保科商贸（上海）有限公司","诺贝尔生物公司Nobel Biocare AB","转移杆","国械备20160363号","取模柱 Impression Copings",null,"包含注册证下相关部件所有材质","不区分材质","个",55,"777cf349-9d48-11e9-b4ed-fa163e0a8baf","402dfdb7-993b-11e9-b4ed-fa163e0a8baf","国械备20160363号","取模柱 Impression Copings","诺贝尔生物公司 Nobel Biocare AB","诺保科商贸（上海）有限公司","a2bcc457982211ecb3f890e2ba8d9d30","取模柱","Impression Coping Open Tray NobelReplace RP Ø4.3mm","33539","纯钛","C0702041390200201453","C07020413902002014530000022"]
[1,"J01130001","美格真四级纯钛种植体系统","四级纯钛种植体产品系统","宁波美格真医疗器械有限公司","韩国美格真种植体有限公司MegaGen Implant Co.,Ltd.","修复基台（单牙）","国械注进20143635021","种植体、基台及配件EZ Plus Internal Implant System",null,"包含注册证下相关部件纯钛或钛合金材质","适用于单牙种植修复基台、材质为纯钛或钛合金","个",100,"6128c88e-495d-11ed-9447-b4055d63f15c","A9E2021B234D49F5B34A3720F6E5378A","国械注进20143635021","种植体、基台及配件EZ Plus Internal Implant System","MegaGen Implant Co., Ltd.  韩国美格真种植体有限公司","宁波美格真医疗器械有限公司","287b79f8-495c-11ed-9447-b4055d63f15c","种植体、基台及配件-基台","实心基台直径D1=5.95mm 螺纹尺寸D2=M2.00X 0.40P 实心基台长度L1=14.20mm 上部结构高度H1=3.70mm","AMMS6435","TA4","C0702021380500103094","C07020213805001030940000005","06970292040913"]
[1,"J01130001","美格真四级纯钛种植体系统","四级纯钛种植体产品系统","宁波美格真医疗器械有限公司","韩国美格真种植体有限公司MegaGen Implant Co.,Ltd.","修复基台（单牙）","国械注进20143635021","种植体、基台及配件EZ Plus Internal Implant System",null,"包含注册证下相关部件纯钛或钛合金材质","适用于单牙种植修复基台、材质为纯钛或钛合金","个",100,"6129eda6-495d-11ed-9447-b4055d63f15c","A9E2021B234D49F5B34A3720F6E5378A","国械注进20143635021","种植体、基台及配件EZ Plus Internal Implant System","MegaGen Implant Co., Ltd.  韩国美格真种植体有限公司","宁波美格真医疗器械有限公司","287b79f8-495c-11ed-9447-b4055d63f15c","种植体、基台及配件-基台","角度基台直径D1=4.0mm  角度基台内部直径D2=1.96mm 基台螺丝上直径D3=2.30mm 基台螺丝下直径D4=1.60mmL=10.65mm 角度A=25°","EPAA4225","TA4","C0702021380500103094","C07020213805001030940000030","06970292041002"]
[1,"J01130001","美格真四级纯钛种植体系统","四级纯钛种植体产品系统","宁波美格真医疗器械有限公司","韩国美格真种植体有限公司MegaGen Implant Co.,Ltd.","修复基台（单牙）","国械注进20143635021","种植体、基台及配件EZ Plus Internal Implant System",null,"包含注册证下相关部件纯钛或钛合金材质","适用于单牙种植修复基台、材质为纯钛或钛合金","个",100,"612a6dd4-495d-11ed-9447-b4055d63f15c","A9E2021B234D49F5B34A3720F6E5378A","国械注进20143635021","种植体、基台及配件EZ Plus Internal Implant System","MegaGen Implant Co., Ltd.  韩国美格真种植体有限公司","宁波美格真医疗器械有限公司","287b79f8-495c-11ed-9447-b4055d63f15c","种植体、基台及配件-基台","空心基台直径D1=4.00mm 空心基台内部直径D2=2.30mm 空心基台底部直径D3=1.60mm 空心基台长度L1=11.50mm","EPEH4455","TA4","C0702021380500103094","C07020213805001030940000047","06970292040616"]
[1,"J01130001","美格真四级纯钛种植体系统","四级纯钛种植体产品系统","宁波美格真医疗器械有限公司","韩国美格真种植体有限公司MegaGen Implant Co.,Ltd.","修复基台（单牙）","国械注进20143635021","种植体、基台及配件EZ Plus Internal Implant System",null,"包含注册证下相关部件纯钛或钛合金材质","适用于单牙种植修复基台、材质为纯钛或钛合金","个",100,"612ad391-495d-11ed-9447-b4055d63f15c","A9E2021B234D49F5B34A3720F6E5378A","国械注进20143635021","种植体、基台及配件EZ Plus Internal Implant System","MegaGen Implant Co., Ltd.  韩国美格真种植体有限公司","宁波美格真医疗器械有限公司","287b79f8-495c-11ed-9447-b4055d63f15c","种植体、基台及配件-基台","实心基台直径D1=5.95mm 螺纹尺寸D2=M2.00X 0.40P 实心基台长度L1=15.20mm 上部结构高度H1=3.70mm","AMMS6535","TA4","C0702021380500103094","C07020213805001030940000067","06970292040920"]
[1,"J01130001","美格真四级纯钛种植体系统","四级纯钛种植体产品系统","宁波美格真医疗器械有限公司","韩国美格真种植体有限公司MegaGen Implant Co.,Ltd.","修复基台（单牙）","国械注进20143635021","种植体、基台及配件EZ Plus Internal Implant System",null,"包含注册证下相关部件纯钛或钛合金材质","适用于单牙种植修复基台、材质为纯钛或钛合金","个",100,"612ae52c-495d-11ed-9447-b4055d63f15c","A9E2021B234D49F5B34A3720F6E5378A","国械注进20143635021","种植体、基台及配件EZ Plus Internal Implant System","MegaGen Implant Co., Ltd.  韩国美格真种植体有限公司","宁波美格真医疗器械有限公司","287b79f8-495c-11ed-9447-b4055d63f15c","种植体、基台及配件-基台","空心基台直径D1=5.95mm 空心基台内部直径D2=2.30mm 空心基台底部直径D3=2.00mm 空心基台长度L1=11.90mm","AEZP6450","TA4","C0702021380500103094","C07020213805001030940000073","06970292040715"]
[1,"J01130001","美格真四级纯钛种植体系统","四级纯钛种植体产品系统","宁波美格真医疗器械有限公司","韩国美格真种植体有限公司MegaGen Implant Co.,Ltd.","修复基台（单牙）","国械注进20143635021","种植体、基台及配件EZ Plus Internal Implant System",null,"包含注册证下相关部件纯钛或钛合金材质","适用于单牙种植修复基台、材质为纯钛或钛合金","个",100,"612bcd4a-495d-11ed-9447-b4055d63f15c","A9E2021B234D49F5B34A3720F6E5378A","国械注进20143635021","种植体、基台及配件EZ Plus Internal Implant System","MegaGen Implant Co., Ltd.  韩国美格真种植体有限公司","宁波美格真医疗器械有限公司","287b79f8-495c-11ed-9447-b4055d63f15c","种植体、基台及配件-基台","角度基台直径D1=5.0mm直径D2=3.40mm  L=13.40mm  角度A=25°","AEZA5425","TA4","C0702021380500103094","C07020213805001030940000098","06973380560430"]
[1,"J01130001","美格真四级纯钛种植体系统","四级纯钛种植体产品系统","宁波美格真医疗器械有限公司","韩国美格真种植体有限公司MegaGen Implant Co.,Ltd.","修复基台（单牙）","国械注进20143635021","种植体、基台及配件EZ Plus Internal Implant System",null,"包含注册证下相关部件纯钛或钛合金材质","适用于单牙种植修复基台、材质为纯钛或钛合金","个",100,"612c2da1-495d-11ed-9447-b4055d63f15c","A9E2021B234D49F5B34A3720F6E5378A","国械注进20143635021","种植体、基台及配件EZ Plus Internal Implant System","MegaGen Implant Co., Ltd.  韩国美格真种植体有限公司","宁波美格真医疗器械有限公司","287b79f8-495c-11ed-9447-b4055d63f15c","种植体、基台及配件-基台","角度基台直径D1=5.0mm  角度基台内部直径D2=2.27mm 基台螺丝上直径D3=2.30mm 基台螺丝下直径D4=2.00mmL=14.40mm  角度A=15°","AMAA5515","TA4","C0702021380500103094","C07020213805001030940000110","06970292041057"]
[10,"J01130001","美格真四级纯钛种植体系统","四级纯钛种植体产品系统","宁波美格真医疗器械有限公司","韩国美格真种植体有限公司MegaGen Implant Co.,Ltd.","种植体（含覆盖螺丝）","国械注进20143635021","种植体、基台及配件EZ Plus Internal Implant System",null,"四级纯钛","不含临时种植体、穿颧种植体和一段式种植体。","个",650,"7259d783-a152-11e9-b4ed-fa163e0a8baf","A9E2021B234D49F5B34A3720F6E5378A","国械注进20143635021","种植体、基台及配件EZ Plus Internal Implant System","MegaGen Implant Co., Ltd.  韩国美格真种植体有限公司","宁波美格真医疗器械有限公司","6329262B-D572-4373-8CED-8E088BD82753","种植体、基台及配件","植体内部直径D1=3.30mm 植体直径D2=4.10mm 底部直径D3=3.75mm 植体长度L1=11.10mm","EZIR4011","TA4","C0702011370100103094","C07020113701001030940000065","06970292040098"]
[10,"J01130001","美格真四级纯钛种植体系统","四级纯钛种植体产品系统","宁波美格真医疗器械有限公司","韩国美格真种植体有限公司MegaGen Implant Co.,Ltd.","种植体（含覆盖螺丝）","国械注进20143635021","种植体、基台及配件EZ Plus Internal Implant System",null,"四级纯钛","不含临时种植体、穿颧种植体和一段式种植体。","个",650,"7259e463-a152-11e9-b4ed-fa163e0a8baf","A9E2021B234D49F5B34A3720F6E5378A","国械注进20143635021","种植体、基台及配件EZ Plus Internal Implant System","MegaGen Implant Co., Ltd.  韩国美格真种植体有限公司","宁波美格真医疗器械有限公司","6329262B-D572-4373-8CED-8E088BD82753","种植体、基台及配件","植体内部直径D1=3.30mm 植体直径D2=4.50mm 底部直径D3=4.25mm 植体长度L1=7.30mm","EZIR4507","TA4","C0702011370100103094","C07020113701001030940000079","06970292040135"]
[4,"J01130001","美格真四级纯钛种植体系统","四级纯钛种植体产品系统","宁波美格真医疗器械有限公司","韩国美格真种植体有限公司MegaGen Implant Co.,Ltd.","转移杆","国械备20170348号","转移帽 Impression coping",null,"包含注册证下相关部件所有材质","不区分材质","个",70,"f5f7d4f0-a1f6-11e9-b4ed-fa163e0a8baf","9958E399-937D-4520-AE4D-40DC51159C43","国械备20170348号","转移帽 Impression coping","韩国美格真种植体有限公司MegaGen Implant Co., Ltd.","宁波美格真医疗器械有限公司","77801280-a1f6-11e9-b4ed-fa163e0a8baf","转移帽","直径D1=5.5mm 直径D2=3.4mm 长度L1=18.3mm 部分长度H1=1.2mm","IT5512NH","金属","C0702041390200203094","C07020413902002030940000004","06972013620619"]
[4,"J01130001","美格真四级纯钛种植体系统","四级纯钛种植体产品系统","宁波美格真医疗器械有限公司","韩国美格真种植体有限公司MegaGen Implant Co.,Ltd.","转移杆","国械备20170348号","转移帽 Impression coping",null,"包含注册证下相关部件所有材质","不区分材质","个",70,"f5f7eada-a1f6-11e9-b4ed-fa163e0a8baf","9958E399-937D-4520-AE4D-40DC51159C43","国械备20170348号","转移帽 Impression coping","韩国美格真种植体有限公司MegaGen Implant Co., Ltd.","宁波美格真医疗器械有限公司","77801280-a1f6-11e9-b4ed-fa163e0a8baf","转移帽","直径D1=4.5mm 直径D2=3.4mm 长度L1=22.3mm 部分长度H1=1.2mm","IT4516NH","金属","C0702041390200203094","C07020413902002030940000022","06972013620602"]
[4,"J01130001","美格真四级纯钛种植体系统","四级纯钛种植体产品系统","宁波美格真医疗器械有限公司","韩国美格真种植体有限公司MegaGen Implant Co.,Ltd.","转移杆","国械备20170348号","转移帽 Impression coping",null,"包含注册证下相关部件所有材质","不区分材质","个",70,"f5f7fc93-a1f6-11e9-b4ed-fa163e0a8baf","9958E399-937D-4520-AE4D-40DC51159C43","国械备20170348号","转移帽 Impression coping","韩国美格真种植体有限公司MegaGen Implant Co., Ltd.","宁波美格真医疗器械有限公司","77801280-a1f6-11e9-b4ed-fa163e0a8baf","转移帽","长度L1=10mm 直径D1=5.3mm 直径D2=5.5mm","AMIIC535","金属","C0702041390200203094","C07020413902002030940000041","06972013622002"]
[4,"J01130001","美格真四级纯钛种植体系统","四级纯钛种植体产品系统","宁波美格真医疗器械有限公司","韩国美格真种植体有限公司MegaGen Implant Co.,Ltd.","转移杆","国械备20170348号","转移帽 Impression coping",null,"包含注册证下相关部件所有材质","不区分材质","个",70,"f5f80206-a1f6-11e9-b4ed-fa163e0a8baf","9958E399-937D-4520-AE4D-40DC51159C43","国械备20170348号","转移帽 Impression coping","韩国美格真种植体有限公司MegaGen Implant Co., Ltd.","宁波美格真医疗器械有限公司","77801280-a1f6-11e9-b4ed-fa163e0a8baf","转移帽","直径D1=3.5mm 直径D2=2.8mm 长度L1=13.95mm","AEZIPN3512","金属","C0702041390200203094","C07020413902002030940000047","06972013620879"]
[4,"J01130001","美格真四级纯钛种植体系统","四级纯钛种植体产品系统","宁波美格真医疗器械有限公司","韩国美格真种植体有限公司MegaGen Implant Co.,Ltd.","转移杆","国械备20170348号","转移帽 Impression coping",null,"包含注册证下相关部件所有材质","不区分材质","个",70,"f5f81b16-a1f6-11e9-b4ed-fa163e0a8baf","9958E399-937D-4520-AE4D-40DC51159C43","国械备20170348号","转移帽 Impression coping","韩国美格真种植体有限公司MegaGen Implant Co., Ltd.","宁波美格真医疗器械有限公司","77801280-a1f6-11e9-b4ed-fa163e0a8baf","转移帽","直径D1=6mm 直径D2=4.6mm 直径D3=2.05 长度L1=9.5mm","AAOITN6012","金属","C0702041390200203094","C07020413902002030940000073","06972013621289"]
[4,"J01130001","美格真四级纯钛种植体系统","四级纯钛种植体产品系统","宁波美格真医疗器械有限公司","韩国美格真种植体有限公司MegaGen Implant Co.,Ltd.","转移杆","国械备20170348号","转移帽 Impression coping",null,"包含注册证下相关部件所有材质","不区分材质","个",70,"f5f82aa8-a1f6-11e9-b4ed-fa163e0a8baf","9958E399-937D-4520-AE4D-40DC51159C43","国械备20170348号","转移帽 Impression coping","韩国美格真种植体有限公司MegaGen Implant Co., Ltd.","宁波美格真医疗器械有限公司","77801280-a1f6-11e9-b4ed-fa163e0a8baf","转移帽","直径D1=4mm 直径D2=3.4mm 长度L1=12.2mm 部分长度H1=2.5mm","IT4012H","金属","C0702041390200203094","C07020413902002030940000090","06972013620411"]
[4,"J01130001","美格真四级纯钛种植体系统","四级纯钛种植体产品系统","宁波美格真医疗器械有限公司","韩国美格真种植体有限公司MegaGen Implant Co.,Ltd.","转移杆","国械备20170348号","转移帽 Impression coping",null,"包含注册证下相关部件所有材质","不区分材质","个",70,"f5f83f58-a1f6-11e9-b4ed-fa163e0a8baf","9958E399-937D-4520-AE4D-40DC51159C43","国械备20170348号","转移帽 Impression coping","韩国美格真种植体有限公司MegaGen Implant Co., Ltd.","宁波美格真医疗器械有限公司","77801280-a1f6-11e9-b4ed-fa163e0a8baf","转移帽","直径D1=4.8mm 直径D2=3.4mm 长度L1=9.4mm","RIEN480","金属","C0702041390200203094","C07020413902002030940000109","06970292049824"]
[4,"J01130001","美格真四级纯钛种植体系统","四级纯钛种植体产品系统","宁波美格真医疗器械有限公司","韩国美格真种植体有限公司MegaGen Implant Co.,Ltd.","转移杆","国械备20170348号","转移帽 Impression coping",null,"包含注册证下相关部件所有材质","不区分材质","个",70,"f5f84f58-a1f6-11e9-b4ed-fa163e0a8baf","9958E399-937D-4520-AE4D-40DC51159C43","国械备20170348号","转移帽 Impression coping","韩国美格真种植体有限公司MegaGen Implant Co., Ltd.","宁波美格真医疗器械有限公司","77801280-a1f6-11e9-b4ed-fa163e0a8baf","转移帽","直径D1=4mm 直径D2=3.4mm 直径D3=2.05 长度L1=9.5mm 八角Octa=3.01","AAOITO4012","金属","C0702041390200203094","C07020413902002030940000124","06972013621180"]
[8,"J01130001","美格真四级纯钛种植体系统","四级纯钛种植体产品系统","宁波美格真医疗器械有限公司","韩国美格真种植体有限公司MegaGen Implant Co.,Ltd.","愈合基台","国械注进20173175191","愈合基台及配件 AnyRidge Healing Abutment and Component","国械注进20173635191","包含注册证下相关部件所有材质","不区分材质","个",50,"8b02278d-a153-11e9-b4ed-fa163e0a8baf","e84e0cea-27f4-11ec-8778-0050568f9c84","国械注进20173175191","愈合基台及配件 AnyRidge Healing Abutment and Component","韩国美格真种植体有限公司 MegaGen Implant Co.,Ltd.","宁波美格真医疗器械有限公司","ea75e24a-9ec5-11e9-b4ed-fa163e0a8baf","愈合基台及配件","直径D1=8mm 直径D2=M1.8*0.35P 长度L1=10.4mm 穿龈高度L2=5mm","AANHAF0805","TC4ELI","C0702031380100003094","C07020313801000030940000001","06970292044898"]
[8,"J01130001","美格真四级纯钛种植体系统","四级纯钛种植体产品系统","宁波美格真医疗器械有限公司","韩国美格真种植体有限公司MegaGen Implant Co.,Ltd.","愈合基台","国械注进20173175191","愈合基台及配件 AnyRidge Healing Abutment and Component","国械注进20173635191","包含注册证下相关部件所有材质","不区分材质","个",50,"8b02417c-a153-11e9-b4ed-fa163e0a8baf","e84e0cea-27f4-11ec-8778-0050568f9c84","国械注进20173175191","愈合基台及配件 AnyRidge Healing Abutment and Component","韩国美格真种植体有限公司 MegaGen Implant Co.,Ltd.","宁波美格真医疗器械有限公司","ea75e24a-9ec5-11e9-b4ed-fa163e0a8baf","愈合基台及配件","直径D1=6.2mm 直径D2=M1.8*0.35P 长度L1=10.4mm 穿龈高度L2=5mm","AANHAF0605","TC4ELI","C0702031380100003094","C07020313801000030940000020","06970292044799"]
[8,"J01130001","美格真四级纯钛种植体系统","四级纯钛种植体产品系统","宁波美格真医疗器械有限公司","韩国美格真种植体有限公司MegaGen Implant Co.,Ltd.","愈合基台","国械注进20173175191","愈合基台及配件 AnyRidge Healing Abutment and Component","国械注进20173635191","包含注册证下相关部件所有材质","不区分材质","个",50,"8b02452a-a153-11e9-b4ed-fa163e0a8baf","e84e0cea-27f4-11ec-8778-0050568f9c84","国械注进20173175191","愈合基台及配件 AnyRidge Healing Abutment and Component","韩国美格真种植体有限公司 MegaGen Implant Co.,Ltd.","宁波美格真医疗器械有限公司","ea75e24a-9ec5-11e9-b4ed-fa163e0a8baf","愈合基台及配件","直径D1=10mm 直径D2=M1.8*0.35P 长度L1=10.4mm 穿龈高度L2=5mm","AANHAF1005","TC4ELI","C0702031380100003094","C07020313801000030940000024","06970292044942"]
[7,"J01130001","美格真四级纯钛种植体系统","四级纯钛种植体产品系统","宁波美格真医疗器械有限公司","韩国美格真种植体有限公司MegaGen Implant Co.,Ltd.","种植体（含覆盖螺丝）","国械注进20193170358","种植体系统 Internal Fixture",null,"四级纯钛","不含临时种植体、穿颧种植体和一段式种植体。","个",650,"beb26cf3-ce1b-11e9-953f-fa163e0a8baf","eed56cb7-ac45-11e9-8460-fa163e0a8baf","国械注进20193170358","种植体系统 Internal Fixture","韩国美格真种植体有限公司 MegaGen Implant Co.,Ltd","宁波美格真医疗器械有限公司","cf532b6f-ac49-11e9-8460-fa163e0a8baf","种植体系统","直径D1=3.3mm 直径D2=3.9mm 直径D3=4.8mm 长度L1=8mm","IF4508","TA4","C0702011370100103094","C07020113701001030940000094","06972013623108"]
[7,"J01130001","美格真四级纯钛种植体系统","四级纯钛种植体产品系统","宁波美格真医疗器械有限公司","韩国美格真种植体有限公司MegaGen Implant Co.,Ltd.","种植体（含覆盖螺丝）","国械注进20193170358","种植体系统 Internal Fixture",null,"四级纯钛","不含临时种植体、穿颧种植体和一段式种植体。","个",650,"beb28757-ce1b-11e9-953f-fa163e0a8baf","eed56cb7-ac45-11e9-8460-fa163e0a8baf","国械注进20193170358","种植体系统 Internal Fixture","韩国美格真种植体有限公司 MegaGen Implant Co.,Ltd","宁波美格真医疗器械有限公司","cf532b6f-ac49-11e9-8460-fa163e0a8baf","种植体系统","直径D1=3.1mm 直径D2=5.5mm 直径D3=6.9mm 长度L1=12.4mm","FALIHX6513","TA4","C0702011370100103094","C07020113701001030940000113","06972013624068"]
[7,"J01130001","美格真四级纯钛种植体系统","四级纯钛种植体产品系统","宁波美格真医疗器械有限公司","韩国美格真种植体有限公司MegaGen Implant Co.,Ltd.","种植体（含覆盖螺丝）","国械注进20193170358","种植体系统 Internal Fixture",null,"四级纯钛","不含临时种植体、穿颧种植体和一段式种植体。","个",650,"beb29f24-ce1b-11e9-953f-fa163e0a8baf","eed56cb7-ac45-11e9-8460-fa163e0a8baf","国械注进20193170358","种植体系统 Internal Fixture","韩国美格真种植体有限公司 MegaGen Implant Co.,Ltd","宁波美格真医疗器械有限公司","cf532b6f-ac49-11e9-8460-fa163e0a8baf","种植体系统","直径D1=3.1mm 直径D2=4mm 直径D3=4.4mm 长度L1=10.7mm","FANIHX4011","TA4","C0702011370100103094","C07020113701001030940000129","06972013623764"]
[7,"J01130001","美格真四级纯钛种植体系统","四级纯钛种植体产品系统","宁波美格真医疗器械有限公司","韩国美格真种植体有限公司MegaGen Implant Co.,Ltd.","种植体（含覆盖螺丝）","国械注进20193170358","种植体系统 Internal Fixture",null,"四级纯钛","不含临时种植体、穿颧种植体和一段式种植体。","个",650,"beb2cb85-ce1b-11e9-953f-fa163e0a8baf","eed56cb7-ac45-11e9-8460-fa163e0a8baf","国械注进20193170358","种植体系统 Internal Fixture","韩国美格真种植体有限公司 MegaGen Implant Co.,Ltd","宁波美格真医疗器械有限公司","cf532b6f-ac49-11e9-8460-fa163e0a8baf","种植体系统","直径D1=3.1mm 直径D2=3.8mm 直径D3=4mm 长度L1=7.7mm","FANIHX3508","TA4","C0702011370100103094","C07020113701001030940000156","06972013623689"]
[7,"J01130001","美格真四级纯钛种植体系统","四级纯钛种植体产品系统","宁波美格真医疗器械有限公司","韩国美格真种植体有限公司MegaGen Implant Co.,Ltd.","种植体（含覆盖螺丝）","国械注进20193170358","种植体系统 Internal Fixture",null,"四级纯钛","不含临时种植体、穿颧种植体和一段式种植体。","个",650,"beb2e70f-ce1b-11e9-953f-fa163e0a8baf","eed56cb7-ac45-11e9-8460-fa163e0a8baf","国械注进20193170358","种植体系统 Internal Fixture","韩国美格真种植体有限公司 MegaGen Implant Co.,Ltd","宁波美格真医疗器械有限公司","cf532b6f-ac49-11e9-8460-fa163e0a8baf","种植体系统","直径D1=3.1mm 直径D2=5.5mm 直径D3=7.9mm 长度L1=7.9mm","FALIHX7508","TA4","C0702011370100103094","C07020113701001030940000175","06972013624136"]
[7,"J01130001","美格真四级纯钛种植体系统","四级纯钛种植体产品系统","宁波美格真医疗器械有限公司","韩国美格真种植体有限公司MegaGen Implant Co.,Ltd.","种植体（含覆盖螺丝）","国械注进20193170358","种植体系统 Internal Fixture",null,"四级纯钛","不含临时种植体、穿颧种植体和一段式种植体。","个",650,"beb30900-ce1b-11e9-953f-fa163e0a8baf","eed56cb7-ac45-11e9-8460-fa163e0a8baf","国械注进20193170358","种植体系统 Internal Fixture","韩国美格真种植体有限公司 MegaGen Implant Co.,Ltd","宁波美格真医疗器械有限公司","cf532b6f-ac49-11e9-8460-fa163e0a8baf","种植体系统","直径D1=3.3mm 直径D2=3.9mm 直径D3=7.3mm 长度L1=12.5mm","IF7013","TA4","C0702011370100103094","C07020113701001030940000198","06972013623313"]
[3,"J01130001","美格真四级纯钛种植体系统","四级纯钛种植体产品系统","宁波美格真医疗器械有限公司","韩国美格真种植体有限公司MegaGen Implant Co.,Ltd.","种植体替代体","国械备20181320号","替代体 Lab Analog",null,"包含注册证下相关部件所有材质","不区分材质","个",40,"af5ace58-a1f5-11e9-b4ed-fa163e0a8baf","6596417fa327419db13dd7db260b9b9c","国械备20181320号","替代体 Lab Analog","韩国美格真种植体有限公司 MegaGen Implant Co.,Ltd.","宁波美格真医疗器械有限公司","9b20e1f9-a1f5-11e9-b4ed-fa163e0a8baf","替代体","直径D1=4.1mm 直径D2=7mm 长度L1=19.5mm","ARIPL760","金属","C0702041390200303094","C07020413902003030940000012","06970292049046"]
[3,"J01130001","美格真四级纯钛种植体系统","四级纯钛种植体产品系统","宁波美格真医疗器械有限公司","韩国美格真种植体有限公司MegaGen Implant Co.,Ltd.","种植体替代体","国械备20181320号","替代体 Lab Analog",null,"包含注册证下相关部件所有材质","不区分材质","个",40,"af5ae420-a1f5-11e9-b4ed-fa163e0a8baf","6596417fa327419db13dd7db260b9b9c","国械备20181320号","替代体 Lab Analog","韩国美格真种植体有限公司 MegaGen Implant Co.,Ltd.","宁波美格真医疗器械有限公司","9b20e1f9-a1f5-11e9-b4ed-fa163e0a8baf","替代体","直径D1=6mm 直径D2=3.2mm 长度L1=20mm","AANSLF670","金属","C0702041390200303094","C07020413902003030940000031","06970292049213"]
[3,"J01130001","美格真四级纯钛种植体系统","四级纯钛种植体产品系统","宁波美格真医疗器械有限公司","韩国美格真种植体有限公司MegaGen Implant Co.,Ltd.","种植体替代体","国械备20181320号","替代体 Lab Analog",null,"包含注册证下相关部件所有材质","不区分材质","个",40,"af5af019-a1f5-11e9-b4ed-fa163e0a8baf","6596417fa327419db13dd7db260b9b9c","国械备20181320号","替代体 Lab Analog","韩国美格真种植体有限公司 MegaGen Implant Co.,Ltd.","宁波美格真医疗器械有限公司","9b20e1f9-a1f5-11e9-b4ed-fa163e0a8baf","替代体","直径D1=3.4mm 直径D2=4mm 长度L1=20mm","LA4055P","金属","C0702041390200303094","C07020413902003030940000043","06970292049282"]
[6,"J01130001","美格真四级纯钛种植体系统","四级纯钛种植体产品系统","宁波美格真医疗器械有限公司","韩国美格真种植体有限公司MegaGen Implant Co.,Ltd.","修复基台（单牙）","国械注进20163172214","基台及配件 AnyRidge Abutment and Component","国械注进20163632214","包含注册证下相关部件纯钛或钛合金材质","适用于单牙种植修复基台、材质为纯钛或钛合金","个",100,"06b6d1bb-8300-11eb-ace3-fa163e311f19","9fb36f2c-8233-11eb-ace3-fa163e311f19","国械注进20163172214","基台及配件 AnyRidge Abutment and Component","韩国美格真种植体有限公司MegaGen Implant Co.,Ltd.","宁波美格真医疗器械有限公司","a297af97982211ecb3f890e2ba8d9d30","基台及配件","直径D1=5.95mm 直径D2=2.15mm 长度L1=15.4mm  高度H1=2.3mm 最薄处壁厚H=0.25mm","AANMAH6049","TC4ELI","C0702021380100103094","C07020213801001030940000008","06970292044522"]
[6,"J01130001","美格真四级纯钛种植体系统","四级纯钛种植体产品系统","宁波美格真医疗器械有限公司","韩国美格真种植体有限公司MegaGen Implant Co.,Ltd.","修复基台（单牙）","国械注进20163172214","基台及配件 AnyRidge Abutment and Component","国械注进20163632214","包含注册证下相关部件纯钛或钛合金材质","适用于单牙种植修复基台、材质为纯钛或钛合金","个",100,"e5d525c0-82ff-11eb-ace3-fa163e311f19","9fb36f2c-8233-11eb-ace3-fa163e311f19","国械注进20163172214","基台及配件 AnyRidge Abutment and Component","韩国美格真种植体有限公司MegaGen Implant Co.,Ltd.","宁波美格真医疗器械有限公司","a297af97982211ecb3f890e2ba8d9d30","基台及配件","直径D1=7mm 直径D2=2.15mm 长度L1=14.4mm  高度H1=2.3mm 最薄处壁厚H=0.25mm 角度A=25°","AANAAH7525","TC4ELI","C0702021380100103094","C07020213801001030940000222","06970292043938"]
[6,"J01130001","美格真四级纯钛种植体系统","四级纯钛种植体产品系统","宁波美格真医疗器械有限公司","韩国美格真种植体有限公司MegaGen Implant Co.,Ltd.","修复基台（单牙）","国械注进20163172214","基台及配件 AnyRidge Abutment and Component","国械注进20163632214","包含注册证下相关部件纯钛或钛合金材质","适用于单牙种植修复基台、材质为纯钛或钛合金","个",100,"e5d5785f-82ff-11eb-ace3-fa163e311f19","9fb36f2c-8233-11eb-ace3-fa163e311f19","国械注进20163172214","基台及配件 AnyRidge Abutment and Component","韩国美格真种植体有限公司MegaGen Implant Co.,Ltd.","宁波美格真医疗器械有限公司","a297af97982211ecb3f890e2ba8d9d30","基台及配件","直径D1=6mm 直径D2=2.15mm 长度L1=11.4mm  高度H1=2.3mm 最薄处壁厚H=0.25mm 角度A=15°","AANAAE6215","TC4ELI","C0702021380100103094","C07020213801001030940000236","06970292043389"]
[6,"J01130001","美格真四级纯钛种植体系统","四级纯钛种植体产品系统","宁波美格真医疗器械有限公司","韩国美格真种植体有限公司MegaGen Implant Co.,Ltd.","修复基台（单牙）","国械注进20163172214","基台及配件 AnyRidge Abutment and Component","国械注进20163632214","包含注册证下相关部件纯钛或钛合金材质","适用于单牙种植修复基台、材质为纯钛或钛合金","个",100,"e5d5a0da-82ff-11eb-ace3-fa163e311f19","9fb36f2c-8233-11eb-ace3-fa163e311f19","国械注进20163172214","基台及配件 AnyRidge Abutment and Component","韩国美格真种植体有限公司MegaGen Implant Co.,Ltd.","宁波美格真医疗器械有限公司","a297af97982211ecb3f890e2ba8d9d30","基台及配件","直径D1=4mm 直径D2=2.15mm 长度L1=13.4mm  高度H1=2.3mm 最薄处壁厚H=0.25mm 角度A=15°","AANAAH4415","TC4ELI","C0702021380100103094","C07020213801001030940000259","06970292043648"]
[6,"J01130001","美格真四级纯钛种植体系统","四级纯钛种植体产品系统","宁波美格真医疗器械有限公司","韩国美格真种植体有限公司MegaGen Implant Co.,Ltd.","修复基台（单牙）","国械注进20163172214","基台及配件 AnyRidge Abutment and Component","国械注进20163632214","包含注册证下相关部件纯钛或钛合金材质","适用于单牙种植修复基台、材质为纯钛或钛合金","个",100,"f2901157-82ff-11eb-ace3-fa163e311f19","9fb36f2c-8233-11eb-ace3-fa163e311f19","国械注进20163172214","基台及配件 AnyRidge Abutment and Component","韩国美格真种植体有限公司MegaGen Implant Co.,Ltd.","宁波美格真医疗器械有限公司","a297af97982211ecb3f890e2ba8d9d30","基台及配件","直径D1=5.95mm 直径D2=2.15mm 长度L1=10.9mm 高度H1=2.3mm 高度H2=5.7mm 最薄处壁厚H=0.25mm","AANEPH6035","TC4ELI","C0702021380100103094","C07020213801001030940000348","06970292042726"]
[6,"J01130001","美格真四级纯钛种植体系统","四级纯钛种植体产品系统","宁波美格真医疗器械有限公司","韩国美格真种植体有限公司MegaGen Implant Co.,Ltd.","修复基台（单牙）","国械注进20163172214","基台及配件 AnyRidge Abutment and Component","国械注进20163632214","包含注册证下相关部件纯钛或钛合金材质","适用于单牙种植修复基台、材质为纯钛或钛合金","个",100,"f2904f16-82ff-11eb-ace3-fa163e311f19","9fb36f2c-8233-11eb-ace3-fa163e311f19","国械注进20163172214","基台及配件 AnyRidge Abutment and Component","韩国美格真种植体有限公司MegaGen Implant Co.,Ltd.","宁波美格真医疗器械有限公司","a297af97982211ecb3f890e2ba8d9d30","基台及配件","直径D1=4.95mm 直径D2=2.15mm 长度L1=11.4mm 高度H1=2.3mm 高度H2=7.2mm 最薄处壁厚H=0.25mm","AANEPH5027","TC4ELI","C0702021380100103094","C07020213801001030940000369","06970292042832"]
[6,"J01130001","美格真四级纯钛种植体系统","四级纯钛种植体产品系统","宁波美格真医疗器械有限公司","韩国美格真种植体有限公司MegaGen Implant Co.,Ltd.","修复基台（单牙）","国械注进20163172214","基台及配件 AnyRidge Abutment and Component","国械注进20163632214","包含注册证下相关部件纯钛或钛合金材质","适用于单牙种植修复基台、材质为纯钛或钛合金","个",100,"f2905404-82ff-11eb-ace3-fa163e311f19","9fb36f2c-8233-11eb-ace3-fa163e311f19","国械注进20163172214","基台及配件 AnyRidge Abutment and Component","韩国美格真种植体有限公司MegaGen Implant Co.,Ltd.","宁波美格真医疗器械有限公司","a297af97982211ecb3f890e2ba8d9d30","基台及配件","直径D1=5.95mm 直径D2=2.15mm 长度L1=12.9mm  高度H1=7.2mm 最薄处壁厚H=0.23mm","AANEPN6057","TC4ELI","C0702021380100103094","C07020213801001030940000372","06970292043228"]
[6,"J01130001","美格真四级纯钛种植体系统","四级纯钛种植体产品系统","宁波美格真医疗器械有限公司","韩国美格真种植体有限公司MegaGen Implant Co.,Ltd.","修复基台（单牙）","国械注进20163172214","基台及配件 AnyRidge Abutment and Component","国械注进20163632214","包含注册证下相关部件纯钛或钛合金材质","适用于单牙种植修复基台、材质为纯钛或钛合金","个",100,"f2908cf9-82ff-11eb-ace3-fa163e311f19","9fb36f2c-8233-11eb-ace3-fa163e311f19","国械注进20163172214","基台及配件 AnyRidge Abutment and Component","韩国美格真种植体有限公司MegaGen Implant Co.,Ltd.","宁波美格真医疗器械有限公司","a297af97982211ecb3f890e2ba8d9d30","基台及配件","直径D1=3.95mm 直径D2=2.15mm 长度L1=10.9mm  高度H1=5.7mm 最薄处壁厚H=0.23mm","AANEPN4035","TC4ELI","C0702021380100103094","C07020213801001030940000391","06970292042962"]
[6,"J01130001","美格真四级纯钛种植体系统","四级纯钛种植体产品系统","宁波美格真医疗器械有限公司","韩国美格真种植体有限公司MegaGen Implant Co.,Ltd.","修复基台（单牙）","国械注进20163172214","基台及配件 AnyRidge Abutment and Component","国械注进20163632214","包含注册证下相关部件纯钛或钛合金材质","适用于单牙种植修复基台、材质为纯钛或钛合金","个",100,"fcb02bb4-82ff-11eb-ace3-fa163e311f19","9fb36f2c-8233-11eb-ace3-fa163e311f19","国械注进20163172214","基台及配件 AnyRidge Abutment and Component","韩国美格真种植体有限公司MegaGen Implant Co.,Ltd.","宁波美格真医疗器械有限公司","a297af97982211ecb3f890e2ba8d9d30","基台及配件","直径D1=5.95mm 直径D2=M1.8*0.35P 长度L1=14.05mm 最薄处壁厚H=1.22mm","AANSAL6027","TC4ELI","C0702021380100103094","C07020213801001030940000422","06970292044348"]
[6,"J01130001","美格真四级纯钛种植体系统","四级纯钛种植体产品系统","宁波美格真医疗器械有限公司","韩国美格真种植体有限公司MegaGen Implant Co.,Ltd.","修复基台（单牙）","国械注进20163172214","基台及配件 AnyRidge Abutment and Component","国械注进20163632214","包含注册证下相关部件纯钛或钛合金材质","适用于单牙种植修复基台、材质为纯钛或钛合金","个",100,"fcb044b6-82ff-11eb-ace3-fa163e311f19","9fb36f2c-8233-11eb-ace3-fa163e311f19","国械注进20163172214","基台及配件 AnyRidge Abutment and Component","韩国美格真种植体有限公司MegaGen Implant Co.,Ltd.","宁波美格真医疗器械有限公司","a297af97982211ecb3f890e2ba8d9d30","基台及配件","直径D1=6.95mm 直径D2=M1.8*0.35P 长度L1=15.55mm 最薄处壁厚H=1.62mm","AANSAL7055","TC4ELI","C0702021380100103094","C07020213801001030940000436","06970292044256"]
[6,"J01130001","美格真四级纯钛种植体系统","四级纯钛种植体产品系统","宁波美格真医疗器械有限公司","韩国美格真种植体有限公司MegaGen Implant Co.,Ltd.","修复基台（单牙）","国械注进20163172214","基台及配件 AnyRidge Abutment and Component","国械注进20163632214","包含注册证下相关部件纯钛或钛合金材质","适用于单牙种植修复基台、材质为纯钛或钛合金","个",100,"fcb0675f-82ff-11eb-ace3-fa163e311f19","9fb36f2c-8233-11eb-ace3-fa163e311f19","国械注进20163172214","基台及配件 AnyRidge Abutment and Component","韩国美格真种植体有限公司MegaGen Implant Co.,Ltd.","宁波美格真医疗器械有限公司","a297af97982211ecb3f890e2ba8d9d30","基台及配件","直径D1=4.95mm 直径D2=M1.8*0.35P 长度L1=12.05mm 最薄处壁厚H=0.92mm","AANSAL5034","TC4ELI","C0702021380100103094","C07020213801001030940000455","06970292043990"]
[5,"J01130001","美格真四级纯钛种植体系统","四级纯钛种植体产品系统","宁波美格真医疗器械有限公司","韩国美格真种植体有限公司MegaGen Implant Co.,Ltd.","修复基台（单牙）","国械注进20203170134","基台及配件 Abutment and Component",null,"包含注册证下相关部件纯钛或钛合金材质","适用于单牙种植修复基台、材质为纯钛或钛合金","个",100,"463632ad-c0e5-11ea-8d16-fa163e0a8baf","33991ba1-c01b-11ea-8d16-fa163e0a8baf","国械注进20203170134","基台及配件 Abutment and Component","MegaGen Implant Co.,Ltd.韩国美格真种植体有限公司","宁波美格真医疗器械有限公司","a2fa448d982211ecb3f890e2ba8d9d30","基台及配件-基台","直径D1=4mm 螺纹直径D2=2mm 螺距=0.4mm 长度L1=15.7mm 高度H1=1.2mm","SL40257","TC4ELI","C0702021380100103094","C07020213801001030940000039","06972013625119"]
[5,"J01130001","美格真四级纯钛种植体系统","四级纯钛种植体产品系统","宁波美格真医疗器械有限公司","韩国美格真种植体有限公司MegaGen Implant Co.,Ltd.","修复基台（单牙）","国械注进20203170134","基台及配件 Abutment and Component",null,"包含注册证下相关部件纯钛或钛合金材质","适用于单牙种植修复基台、材质为纯钛或钛合金","个",100,"463d984f-c0e5-11ea-8d16-fa163e0a8baf","33991ba1-c01b-11ea-8d16-fa163e0a8baf","国械注进20203170134","基台及配件 Abutment and Component","MegaGen Implant Co.,Ltd.韩国美格真种植体有限公司","宁波美格真医疗器械有限公司","a2fa448d982211ecb3f890e2ba8d9d30","基台及配件-基台","直径D1=5.5mm 螺纹直径D2=2mm 螺距=0.4mm 长度L1=15.2mm 高度H1=1.2mm","SL55355","TC4ELI","C0702021380100103094","C07020213801001030940000064","06972013625461"]
[5,"J01130001","美格真四级纯钛种植体系统","四级纯钛种植体产品系统","宁波美格真医疗器械有限公司","韩国美格真种植体有限公司MegaGen Implant Co.,Ltd.","修复基台（单牙）","国械注进20203170134","基台及配件 Abutment and Component",null,"包含注册证下相关部件纯钛或钛合金材质","适用于单牙种植修复基台、材质为纯钛或钛合金","个",100,"463db713-c0e5-11ea-8d16-fa163e0a8baf","33991ba1-c01b-11ea-8d16-fa163e0a8baf","国械注进20203170134","基台及配件 Abutment and Component","MegaGen Implant Co.,Ltd.韩国美格真种植体有限公司","宁波美格真医疗器械有限公司","a2fa448d982211ecb3f890e2ba8d9d30","基台及配件-基台","直径D1=6.5mm 螺纹直径D2=2mm 螺距=0.4mm 长度L1=13.7mm 高度H1=1.2mm","SL65354","TC4ELI","C0702021380100103094","C07020213801001030940000083","06972013625607"]
[5,"J01130001","美格真四级纯钛种植体系统","四级纯钛种植体产品系统","宁波美格真医疗器械有限公司","韩国美格真种植体有限公司MegaGen Implant Co.,Ltd.","修复基台（单牙）","国械注进20203170134","基台及配件 Abutment and Component",null,"包含注册证下相关部件纯钛或钛合金材质","适用于单牙种植修复基台、材质为纯钛或钛合金","个",100,"463dcb68-c0e5-11ea-8d16-fa163e0a8baf","33991ba1-c01b-11ea-8d16-fa163e0a8baf","国械注进20203170134","基台及配件 Abutment and Component","MegaGen Implant Co.,Ltd.韩国美格真种植体有限公司","宁波美格真医疗器械有限公司","a2fa448d982211ecb3f890e2ba8d9d30","基台及配件-基台","直径D1=6.5mm 螺纹直径D2=2mm 螺距=0.4mm 长度L1=16.7mm 高度H1=1.2mm","SL65357","TC4ELI","C0702021380100103094","C07020213801001030940000094","06972013625621"]
[5,"J01130001","美格真四级纯钛种植体系统","四级纯钛种植体产品系统","宁波美格真医疗器械有限公司","韩国美格真种植体有限公司MegaGen Implant Co.,Ltd.","修复基台（单牙）","国械注进20203170134","基台及配件 Abutment and Component",null,"包含注册证下相关部件纯钛或钛合金材质","适用于单牙种植修复基台、材质为纯钛或钛合金","个",100,"e6ae3655-c0e0-11ea-8d16-fa163e0a8baf","33991ba1-c01b-11ea-8d16-fa163e0a8baf","国械注进20203170134","基台及配件 Abutment and Component","MegaGen Implant Co.,Ltd.韩国美格真种植体有限公司","宁波美格真医疗器械有限公司","a2fa448d982211ecb3f890e2ba8d9d30","基台及配件-基台","直径D1=5.5mm 直径D2=2.35mm 直径D3=2mm 长度L1=9.7mm 高度L2=2.5mm 厚度T1=0.14mm","EP5515H","TC4ELI","C0702021380100103094","C07020213801001030940000285","06972013624426"]
[5,"J01130001","美格真四级纯钛种植体系统","四级纯钛种植体产品系统","宁波美格真医疗器械有限公司","韩国美格真种植体有限公司MegaGen Implant Co.,Ltd.","修复基台（单牙）","国械注进20203170134","基台及配件 Abutment and Component",null,"包含注册证下相关部件纯钛或钛合金材质","适用于单牙种植修复基台、材质为纯钛或钛合金","个",100,"e6ae7a2c-c0e0-11ea-8d16-fa163e0a8baf","33991ba1-c01b-11ea-8d16-fa163e0a8baf","国械注进20203170134","基台及配件 Abutment and Component","MegaGen Implant Co.,Ltd.韩国美格真种植体有限公司","宁波美格真医疗器械有限公司","a2fa448d982211ecb3f890e2ba8d9d30","基台及配件-基台","直径D1=4.5mm 直径D2=2.35mm 直径D3=2mm 长度L1=9.2mm 高度L2=2.5mm 厚度T1=0.14mm","EP4524H","TC4ELI","C0702021380100103094","C07020213801001030940000304","06972013624273"]
[5,"J01130001","美格真四级纯钛种植体系统","四级纯钛种植体产品系统","宁波美格真医疗器械有限公司","韩国美格真种植体有限公司MegaGen Implant Co.,Ltd.","修复基台（单牙）","国械注进20203170134","基台及配件 Abutment and Component",null,"包含注册证下相关部件纯钛或钛合金材质","适用于单牙种植修复基台、材质为纯钛或钛合金","个",100,"e6ae99f5-c0e0-11ea-8d16-fa163e0a8baf","33991ba1-c01b-11ea-8d16-fa163e0a8baf","国械注进20203170134","基台及配件 Abutment and Component","MegaGen Implant Co.,Ltd.韩国美格真种植体有限公司","宁波美格真医疗器械有限公司","a2fa448d982211ecb3f890e2ba8d9d30","基台及配件-基台","直径D1=4.5mm 直径D2=2.35mm 直径D3=2mm 长度L1=12.2mm 高度L2=2.5mm 厚度T1=0.14mm","EP4554H","TC4ELI","C0702021380100103094","C07020213801001030940000323","06972013624303"]
[9,"J01130001","美格真四级纯钛种植体系统","四级纯钛种植体产品系统","宁波美格真医疗器械有限公司","韩国美格真种植体有限公司MegaGen Implant Co.,Ltd.","愈合基台","国械注进20173175190","愈合基台及配件 AnyOne Healing Abutment and Component","国械注进20173635190","包含注册证下相关部件所有材质","不区分材质","个",50,"19766956-bbb0-11ec-a4e1-90e2ba8d9d30","58928b97-27f4-11ec-8778-0050568f9c84","国械注进20173175190","愈合基台及配件 AnyOne Healing Abutment and Component","韩国美格真种植体有限公司 MegaGen Implant Co.,Ltd.","宁波美格真医疗器械有限公司","95bb371a-9e35-11e9-b4ed-fa163e0a8baf","愈合基台及配件","直径D1=5.2mm 直径D2=M2*0.4P 长度L1=14.7mm 穿龈高度L2=8.3mm","HA5080","TC4ELI","C0702031380100003094","C07020313801000030940000151","06973380561154"]
[9,"J01130001","美格真四级纯钛种植体系统","四级纯钛种植体产品系统","宁波美格真医疗器械有限公司","韩国美格真种植体有限公司MegaGen Implant Co.,Ltd.","愈合基台","国械注进20173175190","愈合基台及配件 AnyOne Healing Abutment and Component","国械注进20173635190","包含注册证下相关部件所有材质","不区分材质","个",50,"19772650-bbb0-11ec-a4e1-90e2ba8d9d30","58928b97-27f4-11ec-8778-0050568f9c84","国械注进20173175190","愈合基台及配件 AnyOne Healing Abutment and Component","韩国美格真种植体有限公司 MegaGen Implant Co.,Ltd.","宁波美格真医疗器械有限公司","95bb371a-9e35-11e9-b4ed-fa163e0a8baf","愈合基台及配件","直径D1=6.2mm 直径D2=M2*0.4P 长度L1=14.7mm 穿龈高度L2=8.3mm","HA6080","TC4ELI","C0702031380100003094","C07020313801000030940000174","06973380561246"]
[9,"J01130001","美格真四级纯钛种植体系统","四级纯钛种植体产品系统","宁波美格真医疗器械有限公司","韩国美格真种植体有限公司MegaGen Implant Co.,Ltd.","愈合基台","国械注进20173175190","愈合基台及配件 AnyOne Healing Abutment and Component","国械注进20173635190","包含注册证下相关部件所有材质","不区分材质","个",50,"1977ada0-bbb0-11ec-a4e1-90e2ba8d9d30","58928b97-27f4-11ec-8778-0050568f9c84","国械注进20173175190","愈合基台及配件 AnyOne Healing Abutment and Component","韩国美格真种植体有限公司 MegaGen Implant Co.,Ltd.","宁波美格真医疗器械有限公司","95bb371a-9e35-11e9-b4ed-fa163e0a8baf","愈合基台及配件","直径D1=6.2mm 直径D2=M2*0.4P 长度L1=15.7mm 穿龈高度L2=9.3mm","HA6090","TC4ELI","C0702031380100003094","C07020313801000030940000194","06973380561253"]
[9,"J01130001","美格真四级纯钛种植体系统","四级纯钛种植体产品系统","宁波美格真医疗器械有限公司","韩国美格真种植体有限公司MegaGen Implant Co.,Ltd.","愈合基台","国械注进20173175190","愈合基台及配件 AnyOne Healing Abutment and Component","国械注进20173635190","包含注册证下相关部件所有材质","不区分材质","个",50,"509e2f6b-a153-11e9-b4ed-fa163e0a8baf","58928b97-27f4-11ec-8778-0050568f9c84","国械注进20173175190","愈合基台及配件 AnyOne Healing Abutment and Component","韩国美格真种植体有限公司 MegaGen Implant Co.,Ltd.","宁波美格真医疗器械有限公司","95bb371a-9e35-11e9-b4ed-fa163e0a8baf","愈合基台及配件","直径D1=5.7mm 直径D2=M2*0.4P 长度L1=9.2mm 穿龈高度L2=2.3mm","HAN5530","TC4ELI","C0702031380100003094","C07020313801000030940000054","06970292045406"]
[9,"J01130001","美格真四级纯钛种植体系统","四级纯钛种植体产品系统","宁波美格真医疗器械有限公司","韩国美格真种植体有限公司MegaGen Implant Co.,Ltd.","愈合基台","国械注进20173175190","愈合基台及配件 AnyOne Healing Abutment and Component","国械注进20173635190","包含注册证下相关部件所有材质","不区分材质","个",50,"509e3a7a-a153-11e9-b4ed-fa163e0a8baf","58928b97-27f4-11ec-8778-0050568f9c84","国械注进20173175190","愈合基台及配件 AnyOne Healing Abutment and Component","韩国美格真种植体有限公司 MegaGen Implant Co.,Ltd.","宁波美格真医疗器械有限公司","95bb371a-9e35-11e9-b4ed-fa163e0a8baf","愈合基台及配件","直径D1=6.7mm 直径D2=M2*0.4P 长度L1=10.2mm 穿龈高度L2=3.8mm","HAN6540","TC4ELI","C0702031380100003094","C07020313801000030940000066","06970292045468"]
[9,"J01130001","美格真四级纯钛种植体系统","四级纯钛种植体产品系统","宁波美格真医疗器械有限公司","韩国美格真种植体有限公司MegaGen Implant Co.,Ltd.","愈合基台","国械注进20173175190","愈合基台及配件 AnyOne Healing Abutment and Component","国械注进20173635190","包含注册证下相关部件所有材质","不区分材质","个",50,"509e5a7e-a153-11e9-b4ed-fa163e0a8baf","58928b97-27f4-11ec-8778-0050568f9c84","国械注进20173175190","愈合基台及配件 AnyOne Healing Abutment and Component","韩国美格真种植体有限公司 MegaGen Implant Co.,Ltd.","宁波美格真医疗器械有限公司","95bb371a-9e35-11e9-b4ed-fa163e0a8baf","愈合基台及配件","直径D1=4.7mm 直径D2=M2*0.4P 长度L1=13.2mm 穿龈高度L2=6.8mm","HA4570","TC4ELI","C0702031380100003094","C07020313801000030940000097","06970292045086"]
[85,"J02770001","意大利BB种植系统","四级纯钛种植体产品系统","北京莱顿医疗器械有限责任公司","B&B齿科公司B. & B. Dental s.r.l.","种植体（含覆盖螺丝）","国械注进20153171748","牙种植体 Dental Implants","国械注进20153631748","四级纯钛","不含临时种植体、穿颧种植体和一段式种植体。","个",973,"d16fc0fe-9b35-11ea-9ac3-fa163e0a8baf","c166b527-9a49-11ea-9ac3-fa163e0a8baf","国械注进20153171748","牙种植体 Dental Implants","B&B 齿科公司B.&B. Dental s.r.l.","北京莱顿医疗器械有限责任公司","8b2a56dd-9b33-11ea-9ac3-fa163e0a8baf","牙种植体","Ø 5.0mm,L.14mm","3P-5014","TA4","C0702011370100104189","C07020113701001041890000003","08052282496493"]
[85,"J02770001","意大利BB种植系统","四级纯钛种植体产品系统","北京莱顿医疗器械有限责任公司","B&B齿科公司B. & B. Dental s.r.l.","种植体（含覆盖螺丝）","国械注进20153171748","牙种植体 Dental Implants","国械注进20153631748","四级纯钛","不含临时种植体、穿颧种植体和一段式种植体。","个",973,"d16fc2de-9b35-11ea-9ac3-fa163e0a8baf","c166b527-9a49-11ea-9ac3-fa163e0a8baf","国械注进20153171748","牙种植体 Dental Implants","B&B 齿科公司B.&B. Dental s.r.l.","北京莱顿医疗器械有限责任公司","8b2a56dd-9b33-11ea-9ac3-fa163e0a8baf","牙种植体","Ø 7.0mm,L.8mm","WIDE-7008","TA4","C0702011370100104189","C07020113701001041890000004","08052282496745"]
[85,"J02770001","意大利BB种植系统","四级纯钛种植体产品系统","北京莱顿医疗器械有限责任公司","B&B齿科公司B. & B. Dental s.r.l.","种植体（含覆盖螺丝）","国械注进20153171748","牙种植体 Dental Implants","国械注进20153631748","四级纯钛","不含临时种植体、穿颧种植体和一段式种植体。","个",973,"d1701219-9b35-11ea-9ac3-fa163e0a8baf","c166b527-9a49-11ea-9ac3-fa163e0a8baf","国械注进20153171748","牙种植体 Dental Implants","B&B 齿科公司B.&B. Dental s.r.l.","北京莱顿医疗器械有限责任公司","8b2a56dd-9b33-11ea-9ac3-fa163e0a8baf","牙种植体","Ø 4.0mm,L.8mm","EV-4008","TA4","C0702011370100104189","C07020113701001041890000027","08052282496509"]
[91,"J02770001","意大利BB种植系统","四级纯钛种植体产品系统","北京莱顿医疗器械有限责任公司","B&B齿科公司B. & B. Dental s.r.l.","转移杆","国械备20160281号","转移帽",null,"包含注册证下相关部件所有材质","不区分材质","个",16,"feb9fe58-3d43-11ed-9447-b4055d63f15c","6050e26a-be10-4351-b634-74a1483d33a9","国械备20160281号","转移帽","B&B 齿科公司B.&B. Dental s.r.l.","北京莱顿医疗器械有限责任公司","a2b3256d982211ecb3f890e2ba8d9d30","转移帽","INN-00506L","INN-00506L","钛合金","C0702041390200204189","C07020413902002041890000044","（01）08052282497728"]
[87,"J02770001","意大利BB种植系统","四级纯钛种植体产品系统","北京莱顿医疗器械有限责任公司","B&B齿科公司B. & B. Dental s.r.l.","修复基台（单牙）","国械注进20153171749","基台及附件 Abutments and accessories","国械注进20153631749","包含注册证下相关部件纯钛或钛合金材质","适用于单牙种植修复基台、材质为纯钛或钛合金","个",160,"019377b3-9b43-11ea-9ac3-fa163e0a8baf","0227163f-88f9-11ea-8bcf-fa163e0a8baf","国械注进20153171749","基台及附件 Abutments and accessories","B&B 齿科公司B.&B. Dental s.r.l.","北京莱顿医疗器械有限责任公司","a2e28fa2982211ecb3f890e2ba8d9d30","基台及附件-基台","Φ 5 - 0°H. 6","钛基台,INN-2006","TC4","C0702021380100104189","C07020213801001041890000053","08052282496837"]
[87,"J02770001","意大利BB种植系统","四级纯钛种植体产品系统","北京莱顿医疗器械有限责任公司","B&B齿科公司B. & B. Dental s.r.l.","修复基台（单牙）","国械注进20153171749","基台及附件 Abutments and accessories","国械注进20153631749","包含注册证下相关部件纯钛或钛合金材质","适用于单牙种植修复基台、材质为纯钛或钛合金","个",160,"0d3cec77-9b43-11ea-9ac3-fa163e0a8baf","0227163f-88f9-11ea-8bcf-fa163e0a8baf","国械注进20153171749","基台及附件 Abutments and accessories","B&B 齿科公司B.&B. Dental s.r.l.","北京莱顿医疗器械有限责任公司","a2e28fa2982211ecb3f890e2ba8d9d30","基台及附件-基台","Φ 4.0- 25° H. 5","钛基台,00371/28","TC4","C0702021380100104189","C07020213801001041890000105"]
[275,"S14250001","四级纯钛种植系统","四级纯钛种植体产品系统","山东恒泰医疗器械有限公司","山东恒泰医疗器械有限公司","转移杆","鲁泰械备20200082号","牙科种植用配件",null,"包含注册证下相关部件所有材质","不区分材质","个",60,"37f91a0c-6495-11ec-bee9-0050568f9c84","d10f4e10-82ce-11eb-ace3-fa163e311f19","鲁泰械备20200082号","牙科种植用配件","山东恒泰医疗器械有限公司","山东恒泰医疗器械有限公司","a323614e982211ecb3f890e2ba8d9d30","牙科种植用配件-转移杆","Φ4.0×13.8mm","窄径型封闭印模桩","T","C0702041390200213243","C07020413902002132430000012"]
[274,"S14250001","四级纯钛种植系统","四级纯钛种植体产品系统","山东恒泰医疗器械有限公司","山东恒泰医疗器械有限公司","种植体替代体","鲁泰械备20200082号","牙科种植用配件",null,"包含注册证下相关部件所有材质","不区分材质","个",60,"0e7b39b5-655f-11ec-bee9-0050568f9c84","d10f4e10-82ce-11eb-ace3-fa163e311f19","鲁泰械备20200082号","牙科种植用配件","山东恒泰医疗器械有限公司","山东恒泰医疗器械有限公司","a323e4b6982211ecb3f890e2ba8d9d30","牙科种植用配件-替代体","Φ5.0×16.8mm","通用型多功能基台替代体","T","C0702041390200313243","C07020413902003132430000006"]
[272,"S14250001","四级纯钛种植系统","四级纯钛种植体产品系统","山东恒泰医疗器械有限公司","山东恒泰医疗器械有限公司","修复基台（单牙）","国械注准20203170555","基台",null,"包含注册证下相关部件纯钛或钛合金材质","适用于单牙种植修复基台、材质为纯钛或钛合金","个",80,"83fa1a29-83a4-11eb-ace3-fa163e311f19","fa67a017-8267-11eb-ace3-fa163e311f19","国械注准20203170555","基台","山东恒泰医疗器械有限公司","山东恒泰医疗器械有限公司","a28ab610982211ecb3f890e2ba8d9d30","基台","（标准径直基台）Φ4.5×1.5㎜","TK-AS-451560","钛合金","C0702021380100113243","C07020213801001132430000032"]
[273,"S14250001","四级纯钛种植系统","四级纯钛种植体产品系统","山东恒泰医疗器械有限公司","山东恒泰医疗器械有限公司","愈合基台","国械注准20203170555","基台",null,"包含注册证下相关部件所有材质","不区分材质","个",80,"bf47c4a9-83a3-11eb-ace3-fa163e311f19","fa67a017-8267-11eb-ace3-fa163e311f19","国械注准20203170555","基台","山东恒泰医疗器械有限公司","山东恒泰医疗器械有限公司","a305e251982211ecb3f890e2ba8d9d30","基台","（窄径愈合基台）Φ4.0×9.0×3.0㎜","TK-HN-4090","纯钛","C0702031380300013243","C07020313803000132430000003"]
[273,"S14250001","四级纯钛种植系统","四级纯钛种植体产品系统","山东恒泰医疗器械有限公司","山东恒泰医疗器械有限公司","愈合基台","国械注准20203170555","基台",null,"包含注册证下相关部件所有材质","不区分材质","个",80,"dcfb47c2-83a3-11eb-ace3-fa163e311f19","fa67a017-8267-11eb-ace3-fa163e311f19","国械注准20203170555","基台","山东恒泰医疗器械有限公司","山东恒泰医疗器械有限公司","a305e251982211ecb3f890e2ba8d9d30","基台","（标准径愈合基台）Φ5.5×12.9×4.5㎜","TK-HS-55129","纯钛","C0702031380300013243","C07020313803000132430000021"]
[271,"S14250001","四级纯钛种植系统","四级纯钛种植体产品系统","山东恒泰医疗器械有限公司","山东恒泰医疗器械有限公司","种植体（含覆盖螺丝）","国械注准20203170554","牙种植体",null,"四级纯钛","不含临时种植体、穿颧种植体和一段式种植体。","个",700,"82c45255-83a0-11eb-ace3-fa163e311f19","cba738ad-8265-11eb-ace3-fa163e311f19","国械注准20203170554","牙种植体","山东恒泰医疗器械有限公司","山东恒泰医疗器械有限公司","a2c99dc0982211ecb3f890e2ba8d9d30","牙种植体","（圆柱牙种植体(亲水无菌包装)）Φ6.0×11mm","TK-YN","纯钛","C0702011370100113243","C07020113701001132430000022"]
[271,"S14250001","四级纯钛种植系统","四级纯钛种植体产品系统","山东恒泰医疗器械有限公司","山东恒泰医疗器械有限公司","种植体（含覆盖螺丝）","国械注准20203170554","牙种植体",null,"四级纯钛","不含临时种植体、穿颧种植体和一段式种植体。","个",700,"82c4b028-83a0-11eb-ace3-fa163e311f19","cba738ad-8265-11eb-ace3-fa163e311f19","国械注准20203170554","牙种植体","山东恒泰医疗器械有限公司","山东恒泰医疗器械有限公司","a2c99dc0982211ecb3f890e2ba8d9d30","牙种植体","（圆柱牙种植体(亲水无菌包装)）Φ4.5×11mm","TK-YN","纯钛","C0702011370100113243","C07020113701001132430000041"]
[271,"S14250001","四级纯钛种植系统","四级纯钛种植体产品系统","山东恒泰医疗器械有限公司","山东恒泰医疗器械有限公司","种植体（含覆盖螺丝）","国械注准20203170554","牙种植体",null,"四级纯钛","不含临时种植体、穿颧种植体和一段式种植体。","个",700,"82c5ac1b-83a0-11eb-ace3-fa163e311f19","cba738ad-8265-11eb-ace3-fa163e311f19","国械注准20203170554","牙种植体","山东恒泰医疗器械有限公司","山东恒泰医疗器械有限公司","a2c99dc0982211ecb3f890e2ba8d9d30","牙种植体","（圆柱牙种植体(亲水无菌包装)）Φ6.0×15mm","TK-YN","纯钛","C0702011370100113243","C07020113701001132430000066"]
[271,"S14250001","四级纯钛种植系统","四级纯钛种植体产品系统","山东恒泰医疗器械有限公司","山东恒泰医疗器械有限公司","种植体（含覆盖螺丝）","国械注准20203170554","牙种植体",null,"四级纯钛","不含临时种植体、穿颧种植体和一段式种植体。","个",700,"82c5cef9-83a0-11eb-ace3-fa163e311f19","cba738ad-8265-11eb-ace3-fa163e311f19","国械注准20203170554","牙种植体","山东恒泰医疗器械有限公司","山东恒泰医疗器械有限公司","a2c99dc0982211ecb3f890e2ba8d9d30","牙种植体","（圆柱牙种植体(亲水无菌包装)）Φ3.6×6mm","TK-YN","纯钛","C0702011370100113243","C07020113701001132430000084"]
[271,"S14250001","四级纯钛种植系统","四级纯钛种植体产品系统","山东恒泰医疗器械有限公司","山东恒泰医疗器械有限公司","种植体（含覆盖螺丝）","国械注准20203170554","牙种植体",null,"四级纯钛","不含临时种植体、穿颧种植体和一段式种植体。","个",700,"82c61766-83a0-11eb-ace3-fa163e311f19","cba738ad-8265-11eb-ace3-fa163e311f19","国械注准20203170554","牙种植体","山东恒泰医疗器械有限公司","山东恒泰医疗器械有限公司","a2c99dc0982211ecb3f890e2ba8d9d30","牙种植体","（圆柱牙种植体(亲水无菌包装)）Φ5.0×18mm","TK-YN","纯钛","C0702011370100113243","C07020113701001132430000103"]
[271,"S14250001","四级纯钛种植系统","四级纯钛种植体产品系统","山东恒泰医疗器械有限公司","山东恒泰医疗器械有限公司","种植体（含覆盖螺丝）","国械注准20203170554","牙种植体",null,"四级纯钛","不含临时种植体、穿颧种植体和一段式种植体。","个",700,"82c63b9a-83a0-11eb-ace3-fa163e311f19","cba738ad-8265-11eb-ace3-fa163e311f19","国械注准20203170554","牙种植体","山东恒泰医疗器械有限公司","山东恒泰医疗器械有限公司","a2c99dc0982211ecb3f890e2ba8d9d30","牙种植体","（圆柱牙种植体(亲水无菌包装)）Φ3.4×6mm","TK-YN","纯钛","C0702011370100113243","C07020113701001132430000121"]
[271,"S14250001","四级纯钛种植系统","四级纯钛种植体产品系统","山东恒泰医疗器械有限公司","山东恒泰医疗器械有限公司","种植体（含覆盖螺丝）","国械注准20203170554","牙种植体",null,"四级纯钛","不含临时种植体、穿颧种植体和一段式种植体。","个",700,"82c647ae-83a0-11eb-ace3-fa163e311f19","cba738ad-8265-11eb-ace3-fa163e311f19","国械注准20203170554","牙种植体","山东恒泰医疗器械有限公司","山东恒泰医疗器械有限公司","a2c99dc0982211ecb3f890e2ba8d9d30","牙种植体","（圆柱牙种植体(亲水无菌包装)）Φ4.1×14mm","TK-YN","纯钛","C0702011370100113243","C07020113701001132430000127"]
[271,"S14250001","四级纯钛种植系统","四级纯钛种植体产品系统","山东恒泰医疗器械有限公司","山东恒泰医疗器械有限公司","种植体（含覆盖螺丝）","国械注准20203170554","牙种植体",null,"四级纯钛","不含临时种植体、穿颧种植体和一段式种植体。","个",700,"8f0e132c-83a0-11eb-ace3-fa163e311f19","cba738ad-8265-11eb-ace3-fa163e311f19","国械注准20203170554","牙种植体","山东恒泰医疗器械有限公司","山东恒泰医疗器械有限公司","a2c99dc0982211ecb3f890e2ba8d9d30","牙种植体","（圆柱牙种植体(无菌包装)）Φ3.4×10mm","TK-YN","纯钛","C0702011370100113243","C07020113701001132430000536"]
[271,"S14250001","四级纯钛种植系统","四级纯钛种植体产品系统","山东恒泰医疗器械有限公司","山东恒泰医疗器械有限公司","种植体（含覆盖螺丝）","国械注准20203170554","牙种植体",null,"四级纯钛","不含临时种植体、穿颧种植体和一段式种植体。","个",700,"8f0e3df6-83a0-11eb-ace3-fa163e311f19","cba738ad-8265-11eb-ace3-fa163e311f19","国械注准20203170554","牙种植体","山东恒泰医疗器械有限公司","山东恒泰医疗器械有限公司","a2c99dc0982211ecb3f890e2ba8d9d30","牙种植体","（圆柱牙种植体(无菌包装)）Φ5.0×14mm","TK-YN","纯钛","C0702011370100113243","C07020113701001132430000562"]
[271,"S14250001","四级纯钛种植系统","四级纯钛种植体产品系统","山东恒泰医疗器械有限公司","山东恒泰医疗器械有限公司","种植体（含覆盖螺丝）","国械注准20203170554","牙种植体",null,"四级纯钛","不含临时种植体、穿颧种植体和一段式种植体。","个",700,"8f0e587b-83a0-11eb-ace3-fa163e311f19","cba738ad-8265-11eb-ace3-fa163e311f19","国械注准20203170554","牙种植体","山东恒泰医疗器械有限公司","山东恒泰医疗器械有限公司","a2c99dc0982211ecb3f890e2ba8d9d30","牙种植体","（圆柱牙种植体(无菌包装)）Φ5.5×16mm","TK-YN","纯钛","C0702011370100113243","C07020113701001132430000579"]
[271,"S14250001","四级纯钛种植系统","四级纯钛种植体产品系统","山东恒泰医疗器械有限公司","山东恒泰医疗器械有限公司","种植体（含覆盖螺丝）","国械注准20203170554","牙种植体",null,"四级纯钛","不含临时种植体、穿颧种植体和一段式种植体。","个",700,"8f0e7ae2-83a0-11eb-ace3-fa163e311f19","cba738ad-8265-11eb-ace3-fa163e311f19","国械注准20203170554","牙种植体","山东恒泰医疗器械有限公司","山东恒泰医疗器械有限公司","a2c99dc0982211ecb3f890e2ba8d9d30","牙种植体","（圆柱牙种植体(无菌包装)）Φ5.5×9mm","TK-YN","纯钛","C0702011370100113243","C07020113701001132430000598"]
[271,"S14250001","四级纯钛种植系统","四级纯钛种植体产品系统","山东恒泰医疗器械有限公司","山东恒泰医疗器械有限公司","种植体（含覆盖螺丝）","国械注准20203170554","牙种植体",null,"四级纯钛","不含临时种植体、穿颧种植体和一段式种植体。","个",700,"8f0e931e-83a0-11eb-ace3-fa163e311f19","cba738ad-8265-11eb-ace3-fa163e311f19","国械注准20203170554","牙种植体","山东恒泰医疗器械有限公司","山东恒泰医疗器械有限公司","a2c99dc0982211ecb3f890e2ba8d9d30","牙种植体","（圆柱牙种植体(无菌包装)）Φ5.0×15mm","TK-YN","纯钛","C0702011370100113243","C07020113701001132430000613"]
[271,"S14250001","四级纯钛种植系统","四级纯钛种植体产品系统","山东恒泰医疗器械有限公司","山东恒泰医疗器械有限公司","种植体（含覆盖螺丝）","国械注准20203170554","牙种植体",null,"四级纯钛","不含临时种植体、穿颧种植体和一段式种植体。","个",700,"8f0ec46b-83a0-11eb-ace3-fa163e311f19","cba738ad-8265-11eb-ace3-fa163e311f19","国械注准20203170554","牙种植体","山东恒泰医疗器械有限公司","山东恒泰医疗器械有限公司","a2c99dc0982211ecb3f890e2ba8d9d30","牙种植体","（圆柱牙种植体(无菌包装)）Φ4.5×6mm","TK-YN","纯钛","C0702011370100113243","C07020113701001132430000641"]
[271,"S14250001","四级纯钛种植系统","四级纯钛种植体产品系统","山东恒泰医疗器械有限公司","山东恒泰医疗器械有限公司","种植体（含覆盖螺丝）","国械注准20203170554","牙种植体",null,"四级纯钛","不含临时种植体、穿颧种植体和一段式种植体。","个",700,"8f0ed0a5-83a0-11eb-ace3-fa163e311f19","cba738ad-8265-11eb-ace3-fa163e311f19","国械注准20203170554","牙种植体","山东恒泰医疗器械有限公司","山东恒泰医疗器械有限公司","a2c99dc0982211ecb3f890e2ba8d9d30","牙种植体","（圆柱牙种植体(无菌包装)）Φ5.5×14mm","TK-YN","纯钛","C0702011370100113243","C07020113701001132430000647"]
[271,"S14250001","四级纯钛种植系统","四级纯钛种植体产品系统","山东恒泰医疗器械有限公司","山东恒泰医疗器械有限公司","种植体（含覆盖螺丝）","国械注准20203170554","牙种植体",null,"四级纯钛","不含临时种植体、穿颧种植体和一段式种植体。","个",700,"c0cc9244-b223-11eb-a006-0050568f9c84","cba738ad-8265-11eb-ace3-fa163e311f19","国械注准20203170554","牙种植体","山东恒泰医疗器械有限公司","山东恒泰医疗器械有限公司","a2c99dc0982211ecb3f890e2ba8d9d30","牙种植体","（微锥型牙种植体(亲水无菌包装)）Φ5.0×11㎜","TK-ZY","纯钛","C0702011370100113243","C07020113701001132430000664"]
[271,"S14250001","四级纯钛种植系统","四级纯钛种植体产品系统","山东恒泰医疗器械有限公司","山东恒泰医疗器械有限公司","种植体（含覆盖螺丝）","国械注准20203170554","牙种植体",null,"四级纯钛","不含临时种植体、穿颧种植体和一段式种植体。","个",700,"c0dc6e28-b223-11eb-a006-0050568f9c84","cba738ad-8265-11eb-ace3-fa163e311f19","国械注准20203170554","牙种植体","山东恒泰医疗器械有限公司","山东恒泰医疗器械有限公司","a2c99dc0982211ecb3f890e2ba8d9d30","牙种植体","（微锥型牙种植体(亲水无菌包装)）Φ3.6×6㎜","TK-ZY","纯钛","C0702011370100113243","C07020113701001132430000684"]
[271,"S14250001","四级纯钛种植系统","四级纯钛种植体产品系统","山东恒泰医疗器械有限公司","山东恒泰医疗器械有限公司","种植体（含覆盖螺丝）","国械注准20203170554","牙种植体",null,"四级纯钛","不含临时种植体、穿颧种植体和一段式种植体。","个",700,"c0de3dd9-b223-11eb-a006-0050568f9c84","cba738ad-8265-11eb-ace3-fa163e311f19","国械注准20203170554","牙种植体","山东恒泰医疗器械有限公司","山东恒泰医疗器械有限公司","a2c99dc0982211ecb3f890e2ba8d9d30","牙种植体","（微锥型牙种植体(亲水无菌包装)）Φ3.8×9㎜","TK-ZY","纯钛","C0702011370100113243","C07020113701001132430000709"]
[271,"S14250001","四级纯钛种植系统","四级纯钛种植体产品系统","山东恒泰医疗器械有限公司","山东恒泰医疗器械有限公司","种植体（含覆盖螺丝）","国械注准20203170554","牙种植体",null,"四级纯钛","不含临时种植体、穿颧种植体和一段式种植体。","个",700,"c0e616ae-b223-11eb-a006-0050568f9c84","cba738ad-8265-11eb-ace3-fa163e311f19","国械注准20203170554","牙种植体","山东恒泰医疗器械有限公司","山东恒泰医疗器械有限公司","a2c99dc0982211ecb3f890e2ba8d9d30","牙种植体","（微锥型牙种植体(亲水无菌包装)）Φ5.5×6㎜","TK-ZY","纯钛","C0702011370100113243","C07020113701001132430000733"]
[271,"S14250001","四级纯钛种植系统","四级纯钛种植体产品系统","山东恒泰医疗器械有限公司","山东恒泰医疗器械有限公司","种植体（含覆盖螺丝）","国械注准20203170554","牙种植体",null,"四级纯钛","不含临时种植体、穿颧种植体和一段式种植体。","个",700,"c0e73449-b223-11eb-a006-0050568f9c84","cba738ad-8265-11eb-ace3-fa163e311f19","国械注准20203170554","牙种植体","山东恒泰医疗器械有限公司","山东恒泰医疗器械有限公司","a2c99dc0982211ecb3f890e2ba8d9d30","牙种植体","（微锥型牙种植体(亲水无菌包装)）Φ5.0×17㎜","TK-ZY","纯钛","C0702011370100113243","C07020113701001132430000746"]
[271,"S14250001","四级纯钛种植系统","四级纯钛种植体产品系统","山东恒泰医疗器械有限公司","山东恒泰医疗器械有限公司","种植体（含覆盖螺丝）","国械注准20203170554","牙种植体",null,"四级纯钛","不含临时种植体、穿颧种植体和一段式种植体。","个",700,"c0e980c9-b223-11eb-a006-0050568f9c84","cba738ad-8265-11eb-ace3-fa163e311f19","国械注准20203170554","牙种植体","山东恒泰医疗器械有限公司","山东恒泰医疗器械有限公司","a2c99dc0982211ecb3f890e2ba8d9d30","牙种植体","（微锥型牙种植体(亲水无菌包装)）Φ3.6×17㎜","TK-ZY","纯钛","C0702011370100113243","C07020113701001132430000771"]
[271,"S14250001","四级纯钛种植系统","四级纯钛种植体产品系统","山东恒泰医疗器械有限公司","山东恒泰医疗器械有限公司","种植体（含覆盖螺丝）","国械注准20203170554","牙种植体",null,"四级纯钛","不含临时种植体、穿颧种植体和一段式种植体。","个",700,"cf3a53d0-8399-11eb-ace3-fa163e311f19","cba738ad-8265-11eb-ace3-fa163e311f19","国械注准20203170554","牙种植体","山东恒泰医疗器械有限公司","山东恒泰医疗器械有限公司","a2c99dc0982211ecb3f890e2ba8d9d30","牙种植体","（根型牙种植体(亲水无菌包装)）Φ5.0×6mm","TK-GY","纯钛","C0702011370100113243","C07020113701001132430000394"]
[271,"S14250001","四级纯钛种植系统","四级纯钛种植体产品系统","山东恒泰医疗器械有限公司","山东恒泰医疗器械有限公司","种植体（含覆盖螺丝）","国械注准20203170554","牙种植体",null,"四级纯钛","不含临时种植体、穿颧种植体和一段式种植体。","个",700,"cf3a8048-8399-11eb-ace3-fa163e311f19","cba738ad-8265-11eb-ace3-fa163e311f19","国械注准20203170554","牙种植体","山东恒泰医疗器械有限公司","山东恒泰医疗器械有限公司","a2c99dc0982211ecb3f890e2ba8d9d30","牙种植体","（根型牙种植体(亲水无菌包装)）Φ4.3×10mm","TK-GY","纯钛","C0702011370100113243","C07020113701001132430000405"]
[271,"S14250001","四级纯钛种植系统","四级纯钛种植体产品系统","山东恒泰医疗器械有限公司","山东恒泰医疗器械有限公司","种植体（含覆盖螺丝）","国械注准20203170554","牙种植体",null,"四级纯钛","不含临时种植体、穿颧种植体和一段式种植体。","个",700,"cf3aa346-8399-11eb-ace3-fa163e311f19","cba738ad-8265-11eb-ace3-fa163e311f19","国械注准20203170554","牙种植体","山东恒泰医疗器械有限公司","山东恒泰医疗器械有限公司","a2c99dc0982211ecb3f890e2ba8d9d30","牙种植体","（根型牙种植体(亲水无菌包装)）Φ3.4×11mm","TK-GY","纯钛","C0702011370100113243","C07020113701001132430000423"]
[271,"S14250001","四级纯钛种植系统","四级纯钛种植体产品系统","山东恒泰医疗器械有限公司","山东恒泰医疗器械有限公司","种植体（含覆盖螺丝）","国械注准20203170554","牙种植体",null,"四级纯钛","不含临时种植体、穿颧种植体和一段式种植体。","个",700,"cf3af715-8399-11eb-ace3-fa163e311f19","cba738ad-8265-11eb-ace3-fa163e311f19","国械注准20203170554","牙种植体","山东恒泰医疗器械有限公司","山东恒泰医疗器械有限公司","a2c99dc0982211ecb3f890e2ba8d9d30","牙种植体","（根型牙种植体(亲水无菌包装)）Φ4.1×10mm","TK-GY","纯钛","C0702011370100113243","C07020113701001132430000442"]
[271,"S14250001","四级纯钛种植系统","四级纯钛种植体产品系统","山东恒泰医疗器械有限公司","山东恒泰医疗器械有限公司","种植体（含覆盖螺丝）","国械注准20203170554","牙种植体",null,"四级纯钛","不含临时种植体、穿颧种植体和一段式种植体。","个",700,"cf3b1a71-8399-11eb-ace3-fa163e311f19","cba738ad-8265-11eb-ace3-fa163e311f19","国械注准20203170554","牙种植体","山东恒泰医疗器械有限公司","山东恒泰医疗器械有限公司","a2c99dc0982211ecb3f890e2ba8d9d30","牙种植体","（根型牙种植体(亲水无菌包装)）Φ4.7×9mm","TK-GY","纯钛","C0702011370100113243","C07020113701001132430000467"]
[271,"S14250001","四级纯钛种植系统","四级纯钛种植体产品系统","山东恒泰医疗器械有限公司","山东恒泰医疗器械有限公司","种植体（含覆盖螺丝）","国械注准20203170554","牙种植体",null,"四级纯钛","不含临时种植体、穿颧种植体和一段式种植体。","个",700,"cf3b43c3-8399-11eb-ace3-fa163e311f19","cba738ad-8265-11eb-ace3-fa163e311f19","国械注准20203170554","牙种植体","山东恒泰医疗器械有限公司","山东恒泰医疗器械有限公司","a2c99dc0982211ecb3f890e2ba8d9d30","牙种植体","（根型牙种植体(亲水无菌包装)）Φ3.4×18mm","TK-GY","纯钛","C0702011370100113243","C07020113701001132430000492"]
[271,"S14250001","四级纯钛种植系统","四级纯钛种植体产品系统","山东恒泰医疗器械有限公司","山东恒泰医疗器械有限公司","种植体（含覆盖螺丝）","国械注准20203170554","牙种植体",null,"四级纯钛","不含临时种植体、穿颧种植体和一段式种植体。","个",700,"cf3bc489-8399-11eb-ace3-fa163e311f19","cba738ad-8265-11eb-ace3-fa163e311f19","国械注准20203170554","牙种植体","山东恒泰医疗器械有限公司","山东恒泰医疗器械有限公司","a2c99dc0982211ecb3f890e2ba8d9d30","牙种植体","（根型牙种植体(亲水无菌包装)）Φ3.8×16mm","TK-GY","纯钛","C0702011370100113243","C07020113701001132430000510"]
[271,"S14250001","四级纯钛种植系统","四级纯钛种植体产品系统","山东恒泰医疗器械有限公司","山东恒泰医疗器械有限公司","种植体（含覆盖螺丝）","国械注准20203170554","牙种植体",null,"四级纯钛","不含临时种植体、穿颧种植体和一段式种植体。","个",700,"e3614864-8399-11eb-ace3-fa163e311f19","cba738ad-8265-11eb-ace3-fa163e311f19","国械注准20203170554","牙种植体","山东恒泰医疗器械有限公司","山东恒泰医疗器械有限公司","a2c99dc0982211ecb3f890e2ba8d9d30","牙种植体","（根型牙种植体(无菌包装)）Φ5.0×9mm","TK-GY","纯钛","C0702011370100113243","C07020113701001132430000269"]
[271,"S14250001","四级纯钛种植系统","四级纯钛种植体产品系统","山东恒泰医疗器械有限公司","山东恒泰医疗器械有限公司","种植体（含覆盖螺丝）","国械注准20203170554","牙种植体",null,"四级纯钛","不含临时种植体、穿颧种植体和一段式种植体。","个",700,"e3615d62-8399-11eb-ace3-fa163e311f19","cba738ad-8265-11eb-ace3-fa163e311f19","国械注准20203170554","牙种植体","山东恒泰医疗器械有限公司","山东恒泰医疗器械有限公司","a2c99dc0982211ecb3f890e2ba8d9d30","牙种植体","（根型牙种植体(无菌包装)）Φ3.4×11mm","TK-GY","纯钛","C0702011370100113243","C07020113701001132430000283"]
[271,"S14250001","四级纯钛种植系统","四级纯钛种植体产品系统","山东恒泰医疗器械有限公司","山东恒泰医疗器械有限公司","种植体（含覆盖螺丝）","国械注准20203170554","牙种植体",null,"四级纯钛","不含临时种植体、穿颧种植体和一段式种植体。","个",700,"e3616c1c-8399-11eb-ace3-fa163e311f19","cba738ad-8265-11eb-ace3-fa163e311f19","国械注准20203170554","牙种植体","山东恒泰医疗器械有限公司","山东恒泰医疗器械有限公司","a2c99dc0982211ecb3f890e2ba8d9d30","牙种植体","（根型牙种植体(无菌包装)）Φ5.0×8mm","TK-GY","纯钛","C0702011370100113243","C07020113701001132430000293"]
[271,"S14250001","四级纯钛种植系统","四级纯钛种植体产品系统","山东恒泰医疗器械有限公司","山东恒泰医疗器械有限公司","种植体（含覆盖螺丝）","国械注准20203170554","牙种植体",null,"四级纯钛","不含临时种植体、穿颧种植体和一段式种植体。","个",700,"e3618bb0-8399-11eb-ace3-fa163e311f19","cba738ad-8265-11eb-ace3-fa163e311f19","国械注准20203170554","牙种植体","山东恒泰医疗器械有限公司","山东恒泰医疗器械有限公司","a2c99dc0982211ecb3f890e2ba8d9d30","牙种植体","（根型牙种植体(无菌包装)）Φ3.6×7mm","TK-GY","纯钛","C0702011370100113243","C07020113701001132430000312"]
[271,"S14250001","四级纯钛种植系统","四级纯钛种植体产品系统","山东恒泰医疗器械有限公司","山东恒泰医疗器械有限公司","种植体（含覆盖螺丝）","国械注准20203170554","牙种植体",null,"四级纯钛","不含临时种植体、穿颧种植体和一段式种植体。","个",700,"e361affc-8399-11eb-ace3-fa163e311f19","cba738ad-8265-11eb-ace3-fa163e311f19","国械注准20203170554","牙种植体","山东恒泰医疗器械有限公司","山东恒泰医疗器械有限公司","a2c99dc0982211ecb3f890e2ba8d9d30","牙种植体","（根型牙种植体(无菌包装)）Φ4.1×14mm","TK-GY","纯钛","C0702011370100113243","C07020113701001132430000334"]
[271,"S14250001","四级纯钛种植系统","四级纯钛种植体产品系统","山东恒泰医疗器械有限公司","山东恒泰医疗器械有限公司","种植体（含覆盖螺丝）","国械注准20203170554","牙种植体",null,"四级纯钛","不含临时种植体、穿颧种植体和一段式种植体。","个",700,"e361d071-8399-11eb-ace3-fa163e311f19","cba738ad-8265-11eb-ace3-fa163e311f19","国械注准20203170554","牙种植体","山东恒泰医疗器械有限公司","山东恒泰医疗器械有限公司","a2c99dc0982211ecb3f890e2ba8d9d30","牙种植体","（根型牙种植体(无菌包装)）Φ5.5×17mm","TK-GY","纯钛","C0702011370100113243","C07020113701001132430000355"]
[271,"S14250001","四级纯钛种植系统","四级纯钛种植体产品系统","山东恒泰医疗器械有限公司","山东恒泰医疗器械有限公司","种植体（含覆盖螺丝）","国械注准20203170554","牙种植体",null,"四级纯钛","不含临时种植体、穿颧种植体和一段式种植体。","个",700,"e361f195-8399-11eb-ace3-fa163e311f19","cba738ad-8265-11eb-ace3-fa163e311f19","国械注准20203170554","牙种植体","山东恒泰医疗器械有限公司","山东恒泰医疗器械有限公司","a2c99dc0982211ecb3f890e2ba8d9d30","牙种植体","（根型牙种植体(无菌包装)）Φ4.7×10mm","TK-GY","纯钛","C0702011370100113243","C07020113701001132430000374"]
[271,"S14250001","四级纯钛种植系统","四级纯钛种植体产品系统","山东恒泰医疗器械有限公司","山东恒泰医疗器械有限公司","种植体（含覆盖螺丝）","国械注准20203170554","牙种植体",null,"四级纯钛","不含临时种植体、穿颧种植体和一段式种植体。","个",700,"e3620d0e-8399-11eb-ace3-fa163e311f19","cba738ad-8265-11eb-ace3-fa163e311f19","国械注准20203170554","牙种植体","山东恒泰医疗器械有限公司","山东恒泰医疗器械有限公司","a2c99dc0982211ecb3f890e2ba8d9d30","牙种植体","（根型牙种植体(无菌包装)）Φ5.0×12mm","TK-GY","纯钛","C0702011370100113243","C07020113701001132430000389"]
[271,"S14250001","四级纯钛种植系统","四级纯钛种植体产品系统","山东恒泰医疗器械有限公司","山东恒泰医疗器械有限公司","种植体（含覆盖螺丝）","国械注准20203170554","牙种植体",null,"四级纯钛","不含临时种植体、穿颧种植体和一段式种植体。","个",700,"ee4d9c81-b223-11eb-a006-0050568f9c84","cba738ad-8265-11eb-ace3-fa163e311f19","国械注准20203170554","牙种植体","山东恒泰医疗器械有限公司","山东恒泰医疗器械有限公司","a2c99dc0982211ecb3f890e2ba8d9d30","牙种植体","（微锥型牙种植体(无菌包装)）Φ3.8×11㎜","TK-ZY","纯钛","C0702011370100113243","C07020113701001132430000157"]
[271,"S14250001","四级纯钛种植系统","四级纯钛种植体产品系统","山东恒泰医疗器械有限公司","山东恒泰医疗器械有限公司","种植体（含覆盖螺丝）","国械注准20203170554","牙种植体",null,"四级纯钛","不含临时种植体、穿颧种植体和一段式种植体。","个",700,"ee61b00e-b223-11eb-a006-0050568f9c84","cba738ad-8265-11eb-ace3-fa163e311f19","国械注准20203170554","牙种植体","山东恒泰医疗器械有限公司","山东恒泰医疗器械有限公司","a2c99dc0982211ecb3f890e2ba8d9d30","牙种植体","（微锥型牙种植体(无菌包装)）Φ5.0×16㎜","TK-ZY","纯钛","C0702011370100113243","C07020113701001132430000176"]
[271,"S14250001","四级纯钛种植系统","四级纯钛种植体产品系统","山东恒泰医疗器械有限公司","山东恒泰医疗器械有限公司","种植体（含覆盖螺丝）","国械注准20203170554","牙种植体",null,"四级纯钛","不含临时种植体、穿颧种植体和一段式种植体。","个",700,"ee6cc286-b223-11eb-a006-0050568f9c84","cba738ad-8265-11eb-ace3-fa163e311f19","国械注准20203170554","牙种植体","山东恒泰医疗器械有限公司","山东恒泰医疗器械有限公司","a2c99dc0982211ecb3f890e2ba8d9d30","牙种植体","（微锥型牙种植体(无菌包装)）Φ5.5×15㎜","TK-ZY","纯钛","C0702011370100113243","C07020113701001132430000198"]
[271,"S14250001","四级纯钛种植系统","四级纯钛种植体产品系统","山东恒泰医疗器械有限公司","山东恒泰医疗器械有限公司","种植体（含覆盖螺丝）","国械注准20203170554","牙种植体",null,"四级纯钛","不含临时种植体、穿颧种植体和一段式种植体。","个",700,"ee799cfd-b223-11eb-a006-0050568f9c84","cba738ad-8265-11eb-ace3-fa163e311f19","国械注准20203170554","牙种植体","山东恒泰医疗器械有限公司","山东恒泰医疗器械有限公司","a2c99dc0982211ecb3f890e2ba8d9d30","牙种植体","（微锥型牙种植体(无菌包装)）Φ5.0×12㎜","TK-ZY","纯钛","C0702011370100113243","C07020113701001132430000219"]
[271,"S14250001","四级纯钛种植系统","四级纯钛种植体产品系统","山东恒泰医疗器械有限公司","山东恒泰医疗器械有限公司","种植体（含覆盖螺丝）","国械注准20203170554","牙种植体",null,"四级纯钛","不含临时种植体、穿颧种植体和一段式种植体。","个",700,"ee7a81b3-b223-11eb-a006-0050568f9c84","cba738ad-8265-11eb-ace3-fa163e311f19","国械注准20203170554","牙种植体","山东恒泰医疗器械有限公司","山东恒泰医疗器械有限公司","a2c99dc0982211ecb3f890e2ba8d9d30","牙种植体","（微锥型牙种植体(无菌包装)）Φ5.0×17㎜","TK-ZY","纯钛","C0702011370100113243","C07020113701001132430000225"]
[271,"S14250001","四级纯钛种植系统","四级纯钛种植体产品系统","山东恒泰医疗器械有限公司","山东恒泰医疗器械有限公司","种植体（含覆盖螺丝）","国械注准20203170554","牙种植体",null,"四级纯钛","不含临时种植体、穿颧种植体和一段式种植体。","个",700,"ee7c7d8e-b223-11eb-a006-0050568f9c84","cba738ad-8265-11eb-ace3-fa163e311f19","国械注准20203170554","牙种植体","山东恒泰医疗器械有限公司","山东恒泰医疗器械有限公司","a2c99dc0982211ecb3f890e2ba8d9d30","牙种植体","（微锥型牙种植体(无菌包装)）Φ4.1×7㎜","TK-ZY","纯钛","C0702011370100113243","C07020113701001132430000249"]
[106,"J04820001","四级纯钛种植系统","四级纯钛种植体产品系统","北京仕诺康医疗科技股份有限公司","韩国仕诺康株式会社SNUCONE Co., Ltd.","修复基台（单牙）","国械注进20163172205","基台及配件Abutment","国械注进20163632205","包含注册证下相关部件纯钛或钛合金材质","适用于单牙种植修复基台、材质为纯钛或钛合金","个",39,"d81dd4b3-b531-11ea-9ac3-fa163e0a8baf","f090003b-b132-11ea-9ac3-fa163e0a8baf","国械注进20163172205","基台及配件Abutment","韩国仕诺康株式会社SNUCONE Co., Ltd.","北京仕诺康医疗科技股份有限公司","a2d5b70e982211ecb3f890e2ba8d9d30","基台及配件-基台","11.3mm*1.5mm*3.8mm*4.7mm*5.5mm*2.05mm*2.3mm","ACHA-5515-7","Ti-6A1-4V","C0702021380100107862","C07020213801001078620000204"]
[106,"J04820001","四级纯钛种植系统","四级纯钛种植体产品系统","北京仕诺康医疗科技股份有限公司","韩国仕诺康株式会社SNUCONE Co., Ltd.","修复基台（单牙）","国械注进20163172205","基台及配件Abutment","国械注进20163632205","包含注册证下相关部件纯钛或钛合金材质","适用于单牙种植修复基台、材质为纯钛或钛合金","个",39,"d81e1c31-b531-11ea-9ac3-fa163e0a8baf","f090003b-b132-11ea-9ac3-fa163e0a8baf","国械注进20163172205","基台及配件Abutment","韩国仕诺康株式会社SNUCONE Co., Ltd.","北京仕诺康医疗科技股份有限公司","a2d5b70e982211ecb3f890e2ba8d9d30","基台及配件-基台","10.8mm*1.0mm*2.8mm*3.7mm*4.5mm*2.05mm*2.3mm","ACHA-4510-7","Ti-6A1-4V","C0702021380100107862","C07020213801001078620000229"]
[106,"J04820001","四级纯钛种植系统","四级纯钛种植体产品系统","北京仕诺康医疗科技股份有限公司","韩国仕诺康株式会社SNUCONE Co., Ltd.","修复基台（单牙）","国械注进20163172205","基台及配件Abutment","国械注进20163632205","包含注册证下相关部件纯钛或钛合金材质","适用于单牙种植修复基台、材质为纯钛或钛合金","个",39,"d81e2f9f-b531-11ea-9ac3-fa163e0a8baf","f090003b-b132-11ea-9ac3-fa163e0a8baf","国械注进20163172205","基台及配件Abutment","韩国仕诺康株式会社SNUCONE Co., Ltd.","北京仕诺康医疗科技股份有限公司","a2d5b70e982211ecb3f890e2ba8d9d30","基台及配件-基台","13.3mm*3.5mm*3.8mm*4.7mm*5.5mm*2.05mm*2.3mm","ACHA-5535-7","Ti-6A1-4V","C0702021380100107862","C07020213801001078620000242"]
[106,"J04820001","四级纯钛种植系统","四级纯钛种植体产品系统","北京仕诺康医疗科技股份有限公司","韩国仕诺康株式会社SNUCONE Co., Ltd.","修复基台（单牙）","国械注进20163172205","基台及配件Abutment","国械注进20163632205","包含注册证下相关部件纯钛或钛合金材质","适用于单牙种植修复基台、材质为纯钛或钛合金","个",39,"d81e5473-b531-11ea-9ac3-fa163e0a8baf","f090003b-b132-11ea-9ac3-fa163e0a8baf","国械注进20163172205","基台及配件Abutment","韩国仕诺康株式会社SNUCONE Co., Ltd.","北京仕诺康医疗科技股份有限公司","a2d5b70e982211ecb3f890e2ba8d9d30","基台及配件-基台","13.3mm*3.5mm*2.8mm*3.7mm*4.5mm*2.05mm*2.3mm","ACNA-4535-7","Ti-6A1-4V","C0702021380100107862","C07020213801001078620000266"]
[107,"J04820001","四级纯钛种植系统","四级纯钛种植体产品系统","北京仕诺康医疗科技股份有限公司","韩国仕诺康株式会社SNUCONE Co., Ltd.","愈合基台","国械注进20163172205","基台及配件Abutment","国械注进20163632205","包含注册证下相关部件所有材质","不区分材质","个",45,"9acbc939-4928-11ed-9447-b4055d63f15c","f090003b-b132-11ea-9ac3-fa163e0a8baf","国械注进20163172205","基台及配件Abutment","韩国仕诺康株式会社SNUCONE Co., Ltd.","北京仕诺康医疗科技股份有限公司","c48d68a4-4927-11ed-9447-b4055d63f15c","基台及配件-愈合基台","14.2mm*5.6mm*1.2mm*0.4mm","AHA-5555","Ti-6A1-4V","C0702031380100007862","C07020313801000078620000001","08800020802132"]
[107,"J04820001","四级纯钛种植系统","四级纯钛种植体产品系统","北京仕诺康医疗科技股份有限公司","韩国仕诺康株式会社SNUCONE Co., Ltd.","愈合基台","国械注进20163172205","基台及配件Abutment","国械注进20163632205","包含注册证下相关部件所有材质","不区分材质","个",45,"9acc86a8-4928-11ed-9447-b4055d63f15c","f090003b-b132-11ea-9ac3-fa163e0a8baf","国械注进20163172205","基台及配件Abutment","韩国仕诺康株式会社SNUCONE Co., Ltd.","北京仕诺康医疗科技股份有限公司","c48d68a4-4927-11ed-9447-b4055d63f15c","基台及配件-愈合基台","12.2mm*5.6mm*1.2mm*0.4mm","AHA-5535","Ti-6A1-4V","C0702031380100007862","C07020313801000078620000003","08800020802118"]
[107,"J04820001","四级纯钛种植系统","四级纯钛种植体产品系统","北京仕诺康医疗科技股份有限公司","韩国仕诺康株式会社SNUCONE Co., Ltd.","愈合基台","国械注进20163172205","基台及配件Abutment","国械注进20163632205","包含注册证下相关部件所有材质","不区分材质","个",45,"9acdd4f0-4928-11ed-9447-b4055d63f15c","f090003b-b132-11ea-9ac3-fa163e0a8baf","国械注进20163172205","基台及配件Abutment","韩国仕诺康株式会社SNUCONE Co., Ltd.","北京仕诺康医疗科技股份有限公司","c48d68a4-4927-11ed-9447-b4055d63f15c","基台及配件-愈合基台","13.2mm*7.6mm*1.2mm*0.4mm","AHA-7545","Ti-6A1-4V","C0702031380100007862","C07020313801000078620000025","08800020802217"]
[109,"J04820001","四级纯钛种植系统","四级纯钛种植体产品系统","北京仕诺康医疗科技股份有限公司","韩国仕诺康株式会社SNUCONE Co., Ltd.","转移杆","国械备20200058号","种植辅助器械包 Dental Implant Instruments",null,"包含注册证下相关部件所有材质","不区分材质","个",43,"3e1b1cf1-ba75-11ea-8d16-fa163e0a8baf","8b3fe96f-a09f-11ea-9ac3-fa163e0a8baf","国械备20200058号","种植辅助器械包 Dental Implant Instruments","韩国仕诺康株式会社 SNUCONE CO., LTD.","北京仕诺康医疗科技股份有限公司","250f5046-a18a-11ea-9ac3-fa163e0a8baf","种植辅助器械包-转移帽","11.6mm* 5.5mm *2.5mm+17.6mm* 9.8mm* 4.8mm *4.0 mm*1.2mm","ACITH-55S","铝合金、钛合金和高分子材料","C0702041390200207862","C07020413902002078620000012"]
[109,"J04820001","四级纯钛种植系统","四级纯钛种植体产品系统","北京仕诺康医疗科技股份有限公司","韩国仕诺康株式会社SNUCONE Co., Ltd.","转移杆","国械备20200058号","种植辅助器械包 Dental Implant Instruments",null,"包含注册证下相关部件所有材质","不区分材质","个",43,"3e1b70e9-ba75-11ea-8d16-fa163e0a8baf","8b3fe96f-a09f-11ea-9ac3-fa163e0a8baf","国械备20200058号","种植辅助器械包 Dental Implant Instruments","韩国仕诺康株式会社 SNUCONE CO., LTD.","北京仕诺康医疗科技股份有限公司","250f5046-a18a-11ea-9ac3-fa163e0a8baf","种植辅助器械包-转移帽","18.3mm* 5.5mm* N/A+25.8mm* 8.8mm* 9.4mm *3.5 mm*1.2mm","ACIPN-55L","铝合金、钛合金和高分子材料","C0702041390200207862","C07020413902002078620000040"]
[105,"J04820001","四级纯钛种植系统","四级纯钛种植体产品系统","北京仕诺康医疗科技股份有限公司","韩国仕诺康株式会社SNUCONE Co., Ltd.","种植体（含覆盖螺丝）","国械注进20163172405","种植体Dental Implant System","国械注进20163632405","四级纯钛","不含临时种植体、穿颧种植体和一段式种植体。","个",477,"19704899-9ce3-11eb-ac1c-fa163e311f19","3930a2e8-8c41-11eb-ace3-fa163e311f19","国械注进20163172405","种植体Dental Implant System","韩国仕诺康株式会社SNUCONE Co., Ltd.","北京仕诺康医疗科技股份有限公司","284e75ed-9ce0-11eb-ac1c-fa163e311f19","种植体","13mm*4mm","AF＋II-4013","纯钛","C0702011370100107862","C07020113701001078620000080"]
[105,"J04820001","四级纯钛种植系统","四级纯钛种植体产品系统","北京仕诺康医疗科技股份有限公司","韩国仕诺康株式会社SNUCONE Co., Ltd.","种植体（含覆盖螺丝）","国械注进20163172405","种植体Dental Implant System","国械注进20163632405","四级纯钛","不含临时种植体、穿颧种植体和一段式种植体。","个",477,"1971387f-9ce3-11eb-ac1c-fa163e311f19","3930a2e8-8c41-11eb-ace3-fa163e311f19","国械注进20163172405","种植体Dental Implant System","韩国仕诺康株式会社SNUCONE Co., Ltd.","北京仕诺康医疗科技股份有限公司","284e75ed-9ce0-11eb-ac1c-fa163e311f19","种植体","7mm*5.5mm","AF＋II-5507","纯钛","C0702011370100107862","C07020113701001078620000092"]
[105,"J04820001","四级纯钛种植系统","四级纯钛种植体产品系统","北京仕诺康医疗科技股份有限公司","韩国仕诺康株式会社SNUCONE Co., Ltd.","种植体（含覆盖螺丝）","国械注进20163172405","种植体Dental Implant System","国械注进20163632405","四级纯钛","不含临时种植体、穿颧种植体和一段式种植体。","个",477,"19718005-9ce3-11eb-ac1c-fa163e311f19","3930a2e8-8c41-11eb-ace3-fa163e311f19","国械注进20163172405","种植体Dental Implant System","韩国仕诺康株式会社SNUCONE Co., Ltd.","北京仕诺康医疗科技股份有限公司","284e75ed-9ce0-11eb-ac1c-fa163e311f19","种植体","11mm*4.8mm","AF＋II-4811","纯钛","C0702011370100107862","C07020113701001078620000104"]
[105,"J04820001","四级纯钛种植系统","四级纯钛种植体产品系统","北京仕诺康医疗科技股份有限公司","韩国仕诺康株式会社SNUCONE Co., Ltd.","种植体（含覆盖螺丝）","国械注进20163172405","种植体Dental Implant System","国械注进20163632405","四级纯钛","不含临时种植体、穿颧种植体和一段式种植体。","个",477,"197256c5-9ce3-11eb-ac1c-fa163e311f19","3930a2e8-8c41-11eb-ace3-fa163e311f19","国械注进20163172405","种植体Dental Implant System","韩国仕诺康株式会社SNUCONE Co., Ltd.","北京仕诺康医疗科技股份有限公司","284e75ed-9ce0-11eb-ac1c-fa163e311f19","种植体","14mm*5.5mm","AF＋II-5514","纯钛","C0702011370100107862","C07020113701001078620000124"]
[105,"J04820001","四级纯钛种植系统","四级纯钛种植体产品系统","北京仕诺康医疗科技股份有限公司","韩国仕诺康株式会社SNUCONE Co., Ltd.","种植体（含覆盖螺丝）","国械注进20163172405","种植体Dental Implant System","国械注进20163632405","四级纯钛","不含临时种植体、穿颧种植体和一段式种植体。","个",477,"1972a753-9ce3-11eb-ac1c-fa163e311f19","3930a2e8-8c41-11eb-ace3-fa163e311f19","国械注进20163172405","种植体Dental Implant System","韩国仕诺康株式会社SNUCONE Co., Ltd.","北京仕诺康医疗科技股份有限公司","284e75ed-9ce0-11eb-ac1c-fa163e311f19","种植体","8mm*4.8mm","AF+-4808","纯钛","C0702011370100107862","C07020113701001078620000064"]
[105,"J04820001","四级纯钛种植系统","四级纯钛种植体产品系统","北京仕诺康医疗科技股份有限公司","韩国仕诺康株式会社SNUCONE Co., Ltd.","种植体（含覆盖螺丝）","国械注进20163172405","种植体Dental Implant System","国械注进20163632405","四级纯钛","不含临时种植体、穿颧种植体和一段式种植体。","个",477,"1972d33e-9ce3-11eb-ac1c-fa163e311f19","3930a2e8-8c41-11eb-ace3-fa163e311f19","国械注进20163172405","种植体Dental Implant System","韩国仕诺康株式会社SNUCONE Co., Ltd.","北京仕诺康医疗科技股份有限公司","284e75ed-9ce0-11eb-ac1c-fa163e311f19","种植体","9mm*4.3mm","AF＋II-4309","纯钛","C0702011370100107862","C07020113701001078620000144"]
[105,"J04820001","四级纯钛种植系统","四级纯钛种植体产品系统","北京仕诺康医疗科技股份有限公司","韩国仕诺康株式会社SNUCONE Co., Ltd.","种植体（含覆盖螺丝）","国械注进20163172405","种植体Dental Implant System","国械注进20163632405","四级纯钛","不含临时种植体、穿颧种植体和一段式种植体。","个",477,"19731aec-9ce3-11eb-ac1c-fa163e311f19","3930a2e8-8c41-11eb-ace3-fa163e311f19","国械注进20163172405","种植体Dental Implant System","韩国仕诺康株式会社SNUCONE Co., Ltd.","北京仕诺康医疗科技股份有限公司","284e75ed-9ce0-11eb-ac1c-fa163e311f19","种植体","14mm*5.3mm","AF＋II-5314","纯钛","C0702011370100107862","C07020113701001078620000156"]
[105,"J04820001","四级纯钛种植系统","四级纯钛种植体产品系统","北京仕诺康医疗科技股份有限公司","韩国仕诺康株式会社SNUCONE Co., Ltd.","种植体（含覆盖螺丝）","国械注进20163172405","种植体Dental Implant System","国械注进20163632405","四级纯钛","不含临时种植体、穿颧种植体和一段式种植体。","个",477,"197364b2-9ce3-11eb-ac1c-fa163e311f19","3930a2e8-8c41-11eb-ace3-fa163e311f19","国械注进20163172405","种植体Dental Implant System","韩国仕诺康株式会社SNUCONE Co., Ltd.","北京仕诺康医疗科技股份有限公司","284e75ed-9ce0-11eb-ac1c-fa163e311f19","种植体","13mm*6mm","AF＋II-6013","纯钛","C0702011370100107862","C07020113701001078620000169"]
[227,"S04860001","纯钛牙种植体系统","四级纯钛种植体产品系统","常州百康特医疗器械有限公司","常州百康特医疗器械有限公司","转移杆","苏常械备20154006号","转移帽",null,"包含注册证下相关部件所有材质","不区分材质","个",30,"1b9ae6d4-e05f-11eb-b658-0050568f9c84","a7587b84-38df-4744-b9f4-4b00c1af7ce4","苏常械备20154006号","转移帽","常州百康特医疗器械有限公司","常州百康特医疗器械有限公司","a27a1ab2982211ecb3f890e2ba8d9d30","转移帽","(四方型开窗式 )NCOL","开窗式","钛合金","C0702041390200210457","C07020413902002104570000036"]
[226,"S04860001","纯钛牙种植体系统","四级纯钛种植体产品系统","常州百康特医疗器械有限公司","常州百康特医疗器械有限公司","种植体替代体","苏常械备20180173号","替代体",null,"包含注册证下相关部件所有材质","不区分材质","个",20,"00860b91-a397-11e9-b4ed-fa163e0a8baf","b4e3c020d3aa4615891f041e1ab4b89b","苏常械备20180173号","替代体","常州百康特医疗器械有限公司","常州百康特医疗器械有限公司","a2a07a07982211ecb3f890e2ba8d9d30","替代体","ATIΦ6.5","种植体替代体","钛合金","C0702041390200310457","C07020413902003104570000002","06947600302315"]
[225,"S04860001","纯钛牙种植体系统","四级纯钛种植体产品系统","常州百康特医疗器械有限公司","常州百康特医疗器械有限公司","愈合基台","国械注准20193171890","牙种植体系统","国食药监械（准）字2014第3631592号","包含注册证下相关部件所有材质","不区分材质","个",20,"87a2f88d-773c-11ec-9829-0050568f40ec","5a38a90d-ac24-11e9-8460-fa163e0a8baf","国械注准20193171890","牙种植体系统","常州百康特医疗器械有限公司","常州百康特医疗器械有限公司","5f2051fb-7406-11ec-9829-0050568f40ec","牙种植体系统-愈合基台","(T系骨水平愈合帽)TSRZ6.0-3","锥型","钛合金","C0702031380100010457","C07020313801000104570000012","06947600310518"]
[225,"S04860001","纯钛牙种植体系统","四级纯钛种植体产品系统","常州百康特医疗器械有限公司","常州百康特医疗器械有限公司","愈合基台","国械注准20193171890","牙种植体系统","国食药监械（准）字2014第3631592号","包含注册证下相关部件所有材质","不区分材质","个",20,"87a4caf9-773c-11ec-9829-0050568f40ec","5a38a90d-ac24-11e9-8460-fa163e0a8baf","国械注准20193171890","牙种植体系统","常州百康特医疗器械有限公司","常州百康特医疗器械有限公司","5f2051fb-7406-11ec-9829-0050568f40ec","牙种植体系统-愈合基台","(B系骨水平愈合帽)BLL4.6-6.6","柱型","钛合金","C0702031380100010457","C07020313801000104570000033"]
[225,"S04860001","纯钛牙种植体系统","四级纯钛种植体产品系统","常州百康特医疗器械有限公司","常州百康特医疗器械有限公司","愈合基台","国械注准20193171890","牙种植体系统","国食药监械（准）字2014第3631592号","包含注册证下相关部件所有材质","不区分材质","个",20,"87a6633e-773c-11ec-9829-0050568f40ec","5a38a90d-ac24-11e9-8460-fa163e0a8baf","国械注准20193171890","牙种植体系统","常州百康特医疗器械有限公司","常州百康特医疗器械有限公司","5f2051fb-7406-11ec-9829-0050568f40ec","牙种植体系统-愈合基台","(T系骨水平愈合帽)TSRZ5.0-7","锥型","钛合金","C0702031380100010457","C07020313801000104570000053","06947600310501"]
[225,"S04860001","纯钛牙种植体系统","四级纯钛种植体产品系统","常州百康特医疗器械有限公司","常州百康特医疗器械有限公司","愈合基台","国械注准20193171890","牙种植体系统","国食药监械（准）字2014第3631592号","包含注册证下相关部件所有材质","不区分材质","个",20,"87a6779b-773c-11ec-9829-0050568f40ec","5a38a90d-ac24-11e9-8460-fa163e0a8baf","国械注准20193171890","牙种植体系统","常州百康特医疗器械有限公司","常州百康特医疗器械有限公司","5f2051fb-7406-11ec-9829-0050568f40ec","牙种植体系统-愈合基台","(T系骨水平愈合帽)TSNZ5.5-5","锥型","钛合金","C0702031380100010457","C07020313801000104570000065","06947600310419"]
[224,"S04860001","纯钛牙种植体系统","四级纯钛种植体产品系统","常州百康特医疗器械有限公司","常州百康特医疗器械有限公司","修复基台（单牙）","国械注准20193171890","牙种植体系统","国食药监械（准）字2014第3631592号","包含注册证下相关部件纯钛或钛合金材质","适用于单牙种植修复基台、材质为纯钛或钛合金","个",140,"0d44e1e4-6d74-11ea-948d-fa163e0a8baf","5a38a90d-ac24-11e9-8460-fa163e0a8baf","国械注准20193171890","牙种植体系统","常州百康特医疗器械有限公司","常州百康特医疗器械有限公司","a2a95a65982211ecb3f890e2ba8d9d30","牙种植体系统-基台","(T系骨水平基台直型)TSRZ6-4/7","直型","钛合金","C0702021380100110457","C07020213801001104570000049","06947600311096"]
[224,"S04860001","纯钛牙种植体系统","四级纯钛种植体产品系统","常州百康特医疗器械有限公司","常州百康特医疗器械有限公司","修复基台（单牙）","国械注准20193171890","牙种植体系统","国食药监械（准）字2014第3631592号","包含注册证下相关部件纯钛或钛合金材质","适用于单牙种植修复基台、材质为纯钛或钛合金","个",140,"0d4508a2-6d74-11ea-948d-fa163e0a8baf","5a38a90d-ac24-11e9-8460-fa163e0a8baf","国械注准20193171890","牙种植体系统","常州百康特医疗器械有限公司","常州百康特医疗器械有限公司","a2a95a65982211ecb3f890e2ba8d9d30","牙种植体系统-基台","(T系骨水平基台直型)TSRZ5-2/5.5","直型","钛合金","C0702021380100110457","C07020213801001104570000071","06947600310877"]
[224,"S04860001","纯钛牙种植体系统","四级纯钛种植体产品系统","常州百康特医疗器械有限公司","常州百康特医疗器械有限公司","修复基台（单牙）","国械注准20193171890","牙种植体系统","国食药监械（准）字2014第3631592号","包含注册证下相关部件纯钛或钛合金材质","适用于单牙种植修复基台、材质为纯钛或钛合金","个",140,"0d45293e-6d74-11ea-948d-fa163e0a8baf","5a38a90d-ac24-11e9-8460-fa163e0a8baf","国械注准20193171890","牙种植体系统","常州百康特医疗器械有限公司","常州百康特医疗器械有限公司","a2a95a65982211ecb3f890e2ba8d9d30","牙种植体系统-基台","(T系骨水平基台直型)TSRZ7-1/5.5","直型","钛合金","C0702021380100110457","C07020213801001104570000092","06947600311119"]
[224,"S04860001","纯钛牙种植体系统","四级纯钛种植体产品系统","常州百康特医疗器械有限公司","常州百康特医疗器械有限公司","修复基台（单牙）","国械注准20193171890","牙种植体系统","国食药监械（准）字2014第3631592号","包含注册证下相关部件纯钛或钛合金材质","适用于单牙种植修复基台、材质为纯钛或钛合金","个",140,"53967855-0d02-11eb-bf70-fa163e0a8baf","5a38a90d-ac24-11e9-8460-fa163e0a8baf","国械注准20193171890","牙种植体系统","常州百康特医疗器械有限公司","常州百康特医疗器械有限公司","a2a95a65982211ecb3f890e2ba8d9d30","牙种植体系统-基台","(T系骨水平基台角度型)TSRJD17°6-2A","角度型","钛合金","C0702021380100110457","C07020213801001104570000136","06947600312239"]
[224,"S04860001","纯钛牙种植体系统","四级纯钛种植体产品系统","常州百康特医疗器械有限公司","常州百康特医疗器械有限公司","修复基台（单牙）","国械注准20193171890","牙种植体系统","国食药监械（准）字2014第3631592号","包含注册证下相关部件纯钛或钛合金材质","适用于单牙种植修复基台、材质为纯钛或钛合金","个",140,"8f62d41f-aea9-11e9-8460-fa163e0a8baf","5a38a90d-ac24-11e9-8460-fa163e0a8baf","国械注准20193171890","牙种植体系统","常州百康特医疗器械有限公司","常州百康特医疗器械有限公司","a2a95a65982211ecb3f890e2ba8d9d30","牙种植体系统-基台","（B系骨水平基台直型）BLRZ6.5-3/4","直型","钛合金","C0702021380100110457","C07020213801001104570001335","06947600306191"]
[228,"S04860001","纯钛牙种植体系统","四级纯钛种植体产品系统","常州百康特医疗器械有限公司","常州百康特医疗器械有限公司","种植体（含覆盖螺丝）","国械注准20193171890","牙种植体系统","国食药监械（准）字2014第3631592号","四级纯钛","不含临时种植体、穿颧种植体和一段式种植体。","个",420,"06111398-68bf-11ea-aa91-fa163e0a8baf","5a38a90d-ac24-11e9-8460-fa163e0a8baf","国械注准20193171890","牙种植体系统","常州百康特医疗器械有限公司","常州百康特医疗器械有限公司","cc1f3353-0a13-11ea-99e3-fa163e0a8baf","牙种植体系统-牙种植体","(B系骨水平牙种植体)BLN3.3-14","B系N型","纯钛","C0702011370100110457","C07020113701001104570000085","06947600305071"]
[228,"S04860001","纯钛牙种植体系统","四级纯钛种植体产品系统","常州百康特医疗器械有限公司","常州百康特医疗器械有限公司","种植体（含覆盖螺丝）","国械注准20193171890","牙种植体系统","国食药监械（准）字2014第3631592号","四级纯钛","不含临时种植体、穿颧种植体和一段式种植体。","个",420,"93414795-6989-11ea-aa91-fa163e0a8baf","5a38a90d-ac24-11e9-8460-fa163e0a8baf","国械注准20193171890","牙种植体系统","常州百康特医疗器械有限公司","常州百康特医疗器械有限公司","cc1f3353-0a13-11ea-99e3-fa163e0a8baf","牙种植体系统-牙种植体","(T系骨水平牙种植体)ZTSR5.1-8.5","T系R型","纯钛","C0702011370100110457","C07020113701001104570000017","06947600310204"]
[228,"S04860001","纯钛牙种植体系统","四级纯钛种植体产品系统","常州百康特医疗器械有限公司","常州百康特医疗器械有限公司","种植体（含覆盖螺丝）","国械注准20193171890","牙种植体系统","国食药监械（准）字2014第3631592号","四级纯钛","不含临时种植体、穿颧种植体和一段式种植体。","个",420,"934155dd-6989-11ea-aa91-fa163e0a8baf","5a38a90d-ac24-11e9-8460-fa163e0a8baf","国械注准20193171890","牙种植体系统","常州百康特医疗器械有限公司","常州百康特医疗器械有限公司","cc1f3353-0a13-11ea-99e3-fa163e0a8baf","牙种植体系统-牙种植体","(T系骨水平牙种植体)ZTSR5.1-13","T系R型","纯钛","C0702011370100110457","C07020113701001104570000023","06947600310235"]
[228,"S04860001","纯钛牙种植体系统","四级纯钛种植体产品系统","常州百康特医疗器械有限公司","常州百康特医疗器械有限公司","种植体（含覆盖螺丝）","国械注准20193171890","牙种植体系统","国食药监械（准）字2014第3631592号","四级纯钛","不含临时种植体、穿颧种植体和一段式种植体。","个",420,"b2e6d117-aeab-11e9-8460-fa163e0a8baf","5a38a90d-ac24-11e9-8460-fa163e0a8baf","国械注准20193171890","牙种植体系统","常州百康特医疗器械有限公司","常州百康特医疗器械有限公司","cc1f3353-0a13-11ea-99e3-fa163e0a8baf","牙种植体系统-牙种植体","Z35/18/33/12","标准美学型","纯钛","C0702011370100110457","C07020113701001104570000097","06947600300038"]
[228,"S04860001","纯钛牙种植体系统","四级纯钛种植体产品系统","常州百康特医疗器械有限公司","常州百康特医疗器械有限公司","种植体（含覆盖螺丝）","国械注准20193171890","牙种植体系统","国食药监械（准）字2014第3631592号","四级纯钛","不含临时种植体、穿颧种植体和一段式种植体。","个",420,"b30bbb3f-aeac-11e9-8460-fa163e0a8baf","5a38a90d-ac24-11e9-8460-fa163e0a8baf","国械注准20193171890","牙种植体系统","常州百康特医疗器械有限公司","常州百康特医疗器械有限公司","cc1f3353-0a13-11ea-99e3-fa163e0a8baf","牙种植体系统-牙种植体","(软组织水平牙种植体)J48/18/33/8","即刻型","纯钛","C0702011370100110457","C07020113701001104570000082","06947600300434"]
[228,"S04860001","纯钛牙种植体系统","四级纯钛种植体产品系统","常州百康特医疗器械有限公司","常州百康特医疗器械有限公司","种植体（含覆盖螺丝）","国械注准20193171890","牙种植体系统","国食药监械（准）字2014第3631592号","四级纯钛","不含临时种植体、穿颧种植体和一段式种植体。","个",420,"c7136430-aea7-11e9-8460-fa163e0a8baf","5a38a90d-ac24-11e9-8460-fa163e0a8baf","国械注准20193171890","牙种植体系统","常州百康特医疗器械有限公司","常州百康特医疗器械有限公司","cc1f3353-0a13-11ea-99e3-fa163e0a8baf","牙种植体系统-牙种植体","(软组织水平牙种植体)B48/28/41/10","标准型","纯钛","C0702011370100110457","C07020113701001104570000051","06947600300304"]
[101,"J03630001","钛合金种植体系统","钛合金种植体产品系统","明基医疗器械（上海）有限公司","爱美蒂口腔器械有限公司A.B. Dental Devices Ltd","修复基台（单牙）","国械注进20153170109","牙科基台Abutment","国械注进20153630109","包含注册证下相关部件纯钛或钛合金材质","适用于单牙种植修复基台、材质为纯钛或钛合金","个",135,"2765cf6a-d3c1-11e9-953f-fa163e0a8baf","0301674897e2478da633a28775a159d6","国械注进20153170109","牙科基台Abutment","爱美蒂口腔器械有限公司A.B. Dental Devices Ltd","明基医疗器械（上海）有限公司","9ee5f153-d3b8-11e9-953f-fa163e0a8baf","牙科基台","颈部直径5长度9","P3-5,9",null,"C0702021380100104943","C07020213801001049430000011"]
[102,"J03630001","钛合金种植体系统","钛合金种植体产品系统","明基医疗器械（上海）有限公司","爱美蒂口腔器械有限公司A.B. Dental Devices Ltd","愈合基台","国械注进20153170109","牙科基台Abutment","国械注进20153630109","包含注册证下相关部件所有材质","不区分材质","个",60,"2765a764-d3c1-11e9-953f-fa163e0a8baf","0301674897e2478da633a28775a159d6","国械注进20153170109","牙科基台Abutment","爱美蒂口腔器械有限公司A.B. Dental Devices Ltd","明基医疗器械（上海）有限公司","cbfd9041-0a13-11ea-99e3-fa163e0a8baf","牙科基台","颈部直径3.75长度3","P0-3.75,3",null,"C0702031380100004943","C07020313801000049430000004"]
[100,"J03630001","钛合金种植体系统","钛合金种植体产品系统","明基医疗器械（上海）有限公司","爱美蒂口腔器械有限公司A.B. Dental Devices Ltd","种植体（含覆盖螺丝）","国械注进20153171319","人工牙种植体Dental Implant","国械注进20153631319","钛合金","不含临时种植体、穿颧种植体和一段式种植体。","个",578,"d25cb369-d3bd-11e9-953f-fa163e0a8baf","ea7cbade-cfbf-11e9-953f-fa163e0a8baf","国械注进20153171319","人工牙种植体Dental Implant","爱美蒂口腔器械有限公司A.B. Dental Devices Ltd","明基医疗器械（上海）有限公司","cbe30161-d397-11e9-953f-fa163e0a8baf","人工牙种植体","颈部直径3.75长度11.5内部尺寸3.75mm螺纹间距1.2mm","I5-3.75,11.5","钛合金","C0702011370200104943","C07020113702001049430000012"]
[100,"J03630001","钛合金种植体系统","钛合金种植体产品系统","明基医疗器械（上海）有限公司","爱美蒂口腔器械有限公司A.B. Dental Devices Ltd","种植体（含覆盖螺丝）","国械注进20153171319","人工牙种植体Dental Implant","国械注进20153631319","钛合金","不含临时种植体、穿颧种植体和一段式种植体。","个",578,"d25cc70f-d3bd-11e9-953f-fa163e0a8baf","ea7cbade-cfbf-11e9-953f-fa163e0a8baf","国械注进20153171319","人工牙种植体Dental Implant","爱美蒂口腔器械有限公司A.B. Dental Devices Ltd","明基医疗器械（上海）有限公司","cbe30161-d397-11e9-953f-fa163e0a8baf","人工牙种植体","颈部直径3.5长度13内部尺寸3.75mm螺纹间距0.6mm","I2-3.5,13","钛合金","C0702011370200104943","C07020113702001049430000018"]
[100,"J03630001","钛合金种植体系统","钛合金种植体产品系统","明基医疗器械（上海）有限公司","爱美蒂口腔器械有限公司A.B. Dental Devices Ltd","种植体（含覆盖螺丝）","国械注进20153171319","人工牙种植体Dental Implant","国械注进20153631319","钛合金","不含临时种植体、穿颧种植体和一段式种植体。","个",578,"d25d2556-d3bd-11e9-953f-fa163e0a8baf","ea7cbade-cfbf-11e9-953f-fa163e0a8baf","国械注进20153171319","人工牙种植体Dental Implant","爱美蒂口腔器械有限公司A.B. Dental Devices Ltd","明基医疗器械（上海）有限公司","cbe30161-d397-11e9-953f-fa163e0a8baf","人工牙种植体","颈部直径5长度10内部尺寸3.75mm螺纹间距1.2mm","I10-5,10","钛合金","C0702011370200104943","C07020113702001049430000042"]
[100,"J03630001","钛合金种植体系统","钛合金种植体产品系统","明基医疗器械（上海）有限公司","爱美蒂口腔器械有限公司A.B. Dental Devices Ltd","种植体（含覆盖螺丝）","国械注进20153171319","人工牙种植体Dental Implant","国械注进20153631319","钛合金","不含临时种植体、穿颧种植体和一段式种植体。","个",578,"d26f5eb0-d3bd-11e9-953f-fa163e0a8baf","ea7cbade-cfbf-11e9-953f-fa163e0a8baf","国械注进20153171319","人工牙种植体Dental Implant","爱美蒂口腔器械有限公司A.B. Dental Devices Ltd","明基医疗器械（上海）有限公司","cbe30161-d397-11e9-953f-fa163e0a8baf","人工牙种植体","颈部直径3.5长度13内部尺寸3.75mm螺纹间距1.2mm","I5-3.5,13","钛合金","C0702011370200104943","C07020113702001049430000066"]
[243,"S09790001","Apex种植体系统","四级纯钛种植体产品系统","郑州康德泰口腔医疗科技有限公司","郑州康德泰口腔医疗科技有限公司","转移杆","豫郑械备20215215号","转移体",null,"包含注册证下相关部件所有材质","不区分材质","个",90,"61e3c4b3-4e8d-11ec-921a-0050568f9c84","3598cf11-4b6e-11ec-921a-0050568f9c84","豫郑械备20215215号","转移体","郑州康德泰口腔医疗科技有限公司","郑州康德泰口腔医疗科技有限公司","3e069896-4e8c-11ec-921a-0050568f9c84","转移体","Apex 复合型φ4.8","保护帽","金属","C0702041390200208399","C07020413902002083990000012"]
[243,"S09790001","Apex种植体系统","四级纯钛种植体产品系统","郑州康德泰口腔医疗科技有限公司","郑州康德泰口腔医疗科技有限公司","转移杆","豫郑械备20215215号","转移体",null,"包含注册证下相关部件所有材质","不区分材质","个",90,"61fc668c-4e8d-11ec-921a-0050568f9c84","3598cf11-4b6e-11ec-921a-0050568f9c84","豫郑械备20215215号","转移体","郑州康德泰口腔医疗科技有限公司","郑州康德泰口腔医疗科技有限公司","3e069896-4e8c-11ec-921a-0050568f9c84","转移体","RC φ4.5×27","开窗","金属","C0702041390200208399","C07020413902002083990000019"]
[243,"S09790001","Apex种植体系统","四级纯钛种植体产品系统","郑州康德泰口腔医疗科技有限公司","郑州康德泰口腔医疗科技有限公司","转移杆","豫郑械备20215215号","转移体",null,"包含注册证下相关部件所有材质","不区分材质","个",90,"622006eb-4e8d-11ec-921a-0050568f9c84","3598cf11-4b6e-11ec-921a-0050568f9c84","豫郑械备20215215号","转移体","郑州康德泰口腔医疗科技有限公司","郑州康德泰口腔医疗科技有限公司","3e069896-4e8c-11ec-921a-0050568f9c84","转移体","NC φ5.0×15","闭窗","金属","C0702041390200208399","C07020413902002083990000038"]
[243,"S09790001","Apex种植体系统","四级纯钛种植体产品系统","郑州康德泰口腔医疗科技有限公司","郑州康德泰口腔医疗科技有限公司","转移杆","豫郑械备20215215号","转移体",null,"包含注册证下相关部件所有材质","不区分材质","个",90,"624656b6-4e8d-11ec-921a-0050568f9c84","3598cf11-4b6e-11ec-921a-0050568f9c84","豫郑械备20215215号","转移体","郑州康德泰口腔医疗科技有限公司","郑州康德泰口腔医疗科技有限公司","3e069896-4e8c-11ec-921a-0050568f9c84","转移体","RC φ6.5×27","开窗","金属","C0702041390200208399","C07020413902002083990000063"]
[243,"S09790001","Apex种植体系统","四级纯钛种植体产品系统","郑州康德泰口腔医疗科技有限公司","郑州康德泰口腔医疗科技有限公司","转移杆","豫郑械备20215215号","转移体",null,"包含注册证下相关部件所有材质","不区分材质","个",90,"ac001863-0e51-11ed-9447-b4055d63f15c","3598cf11-4b6e-11ec-921a-0050568f9c84","豫郑械备20215215号","转移体","郑州康德泰口腔医疗科技有限公司","郑州康德泰口腔医疗科技有限公司","3e069896-4e8c-11ec-921a-0050568f9c84","转移体","RP φ4.5x19","闭窗","金属","C0702041390200208399","C07020413902002083990000081"]
[243,"S09790001","Apex种植体系统","四级纯钛种植体产品系统","郑州康德泰口腔医疗科技有限公司","郑州康德泰口腔医疗科技有限公司","转移杆","豫郑械备20215215号","转移体",null,"包含注册证下相关部件所有材质","不区分材质","个",90,"d5aca909-21dc-11ed-9447-b4055d63f15c","3598cf11-4b6e-11ec-921a-0050568f9c84","豫郑械备20215215号","转移体","郑州康德泰口腔医疗科技有限公司","郑州康德泰口腔医疗科技有限公司","3e069896-4e8c-11ec-921a-0050568f9c84","转移体","OSS复合型 Φ4.8","临时基底","金属","C0702041390200208399","C07020413902002083990000100"]
[240,"S09790001","Apex种植体系统","四级纯钛种植体产品系统","郑州康德泰口腔医疗科技有限公司","郑州康德泰口腔医疗科技有限公司","修复基台（单牙）","国械注准20153170861","种植体系统","国械注准20153460861","包含注册证下相关部件纯钛或钛合金材质","适用于单牙种植修复基台、材质为纯钛或钛合金","个",125,"281456d4-9097-11ec-b3f8-90e2ba8d9d30","3484be74-71c0-11eb-8968-fa163e311f19","国械注准20153170861","种植体系统","郑州康德泰口腔医疗科技有限公司","郑州康德泰口腔医疗科技有限公司","4675473b-71ca-11eb-8968-fa163e311f19","种植体系统-基台","φ5.5×Gh5.0×H4","RSA型","TC4钛合金","C0702021380100108399","C07020213801001083990000059"]
[240,"S09790001","Apex种植体系统","四级纯钛种植体产品系统","郑州康德泰口腔医疗科技有限公司","郑州康德泰口腔医疗科技有限公司","修复基台（单牙）","国械注准20153170861","种植体系统","国械注准20153460861","包含注册证下相关部件纯钛或钛合金材质","适用于单牙种植修复基台、材质为纯钛或钛合金","个",125,"8e80104f-727b-11eb-8968-fa163e311f19","3484be74-71c0-11eb-8968-fa163e311f19","国械注准20153170861","种植体系统","郑州康德泰口腔医疗科技有限公司","郑州康德泰口腔医疗科技有限公司","4675473b-71ca-11eb-8968-fa163e311f19","种植体系统-基台","Ø6.5×GH2.0×15°","RC型","TC4钛合金","C0702021380100108399","C07020213801001083990000185"]
[240,"S09790001","Apex种植体系统","四级纯钛种植体产品系统","郑州康德泰口腔医疗科技有限公司","郑州康德泰口腔医疗科技有限公司","修复基台（单牙）","国械注准20153170861","种植体系统","国械注准20153460861","包含注册证下相关部件纯钛或钛合金材质","适用于单牙种植修复基台、材质为纯钛或钛合金","个",125,"8e862672-727b-11eb-8968-fa163e311f19","3484be74-71c0-11eb-8968-fa163e311f19","国械注准20153170861","种植体系统","郑州康德泰口腔医疗科技有限公司","郑州康德泰口腔医疗科技有限公司","4675473b-71ca-11eb-8968-fa163e311f19","种植体系统-基台","Ø4.3×GH3.0×15°","NC型","TC4钛合金","C0702021380100108399","C07020213801001083990000191"]
[240,"S09790001","Apex种植体系统","四级纯钛种植体产品系统","郑州康德泰口腔医疗科技有限公司","郑州康德泰口腔医疗科技有限公司","修复基台（单牙）","国械注准20153170861","种植体系统","国械注准20153460861","包含注册证下相关部件纯钛或钛合金材质","适用于单牙种植修复基台、材质为纯钛或钛合金","个",125,"9a00a248-727a-11eb-8968-fa163e311f19","3484be74-71c0-11eb-8968-fa163e311f19","国械注准20153170861","种植体系统","郑州康德泰口腔医疗科技有限公司","郑州康德泰口腔医疗科技有限公司","4675473b-71ca-11eb-8968-fa163e311f19","种植体系统-基台","Ø6.4×GH3.5×AH8.0","RC型","TC4钛合金","C0702021380100108399","C07020213801001083990000215"]
[239,"S09790001","Apex种植体系统","四级纯钛种植体产品系统","郑州康德泰口腔医疗科技有限公司","郑州康德泰口腔医疗科技有限公司","种植体（含覆盖螺丝）","国械注准20153170861","种植体系统","国械注准20153460861","四级纯钛","不含临时种植体、穿颧种植体和一段式种植体。","个",420,"3119e7ba-71c8-11eb-8968-fa163e311f19","3484be74-71c0-11eb-8968-fa163e311f19","国械注准20153170861","种植体系统","郑州康德泰口腔医疗科技有限公司","郑州康德泰口腔医疗科技有限公司","55e73485-71c6-11eb-8968-fa163e311f19","种植体系统-牙种植体","Ø3.3×14","NC型","TA4纯钛","C0702011370100108399","C07020113701001083990000022"]
[239,"S09790001","Apex种植体系统","四级纯钛种植体产品系统","郑州康德泰口腔医疗科技有限公司","郑州康德泰口腔医疗科技有限公司","种植体（含覆盖螺丝）","国械注准20153170861","种植体系统","国械注准20153460861","四级纯钛","不含临时种植体、穿颧种植体和一段式种植体。","个",420,"70256e9f-9068-11ec-b3f8-90e2ba8d9d30","3484be74-71c0-11eb-8968-fa163e311f19","国械注准20153170861","种植体系统","郑州康德泰口腔医疗科技有限公司","郑州康德泰口腔医疗科技有限公司","55e73485-71c6-11eb-8968-fa163e311f19","种植体系统-牙种植体","φ4.1×7","RI型","TA4纯钛","C0702011370100108399","C07020113701001083990000047"]
[241,"S09790001","Apex种植体系统","四级纯钛种植体产品系统","郑州康德泰口腔医疗科技有限公司","郑州康德泰口腔医疗科技有限公司","愈合基台","国械注准20153170861","种植体系统","国械注准20153460861","包含注册证下相关部件所有材质","不区分材质","个",74,"aa556367-906a-11ec-b3f8-90e2ba8d9d30","3484be74-71c0-11eb-8968-fa163e311f19","国械注准20153170861","种植体系统","郑州康德泰口腔医疗科技有限公司","郑州康德泰口腔医疗科技有限公司","a326dd1d982211ecb3f890e2ba8d9d30","种植体系统","φ4.5×Gh4.0","SHS型","TC4钛合金","C0702031380100008399","C07020313801000083990000090"]
[241,"S09790001","Apex种植体系统","四级纯钛种植体产品系统","郑州康德泰口腔医疗科技有限公司","郑州康德泰口腔医疗科技有限公司","愈合基台","国械注准20153170861","种植体系统","国械注准20153460861","包含注册证下相关部件所有材质","不区分材质","个",74,"c2e41f45-bb08-11ec-a4e1-90e2ba8d9d30","3484be74-71c0-11eb-8968-fa163e311f19","国械注准20153170861","种植体系统","郑州康德泰口腔医疗科技有限公司","郑州康德泰口腔医疗科技有限公司","a326dd1d982211ecb3f890e2ba8d9d30","种植体系统","φ3.6×H3.0","NC型","TC4钛合金","C0702031380100008399","C07020313801000083990000111"]
[241,"S09790001","Apex种植体系统","四级纯钛种植体产品系统","郑州康德泰口腔医疗科技有限公司","郑州康德泰口腔医疗科技有限公司","愈合基台","国械注准20153170861","种植体系统","国械注准20153460861","包含注册证下相关部件所有材质","不区分材质","个",74,"c2e51429-bb08-11ec-a4e1-90e2ba8d9d30","3484be74-71c0-11eb-8968-fa163e311f19","国械注准20153170861","种植体系统","郑州康德泰口腔医疗科技有限公司","郑州康德泰口腔医疗科技有限公司","a326dd1d982211ecb3f890e2ba8d9d30","种植体系统","φ3.3×H6.0","SNC型","TC4钛合金","C0702031380100008399","C07020313801000083990000130"]
[241,"S09790001","Apex种植体系统","四级纯钛种植体产品系统","郑州康德泰口腔医疗科技有限公司","郑州康德泰口腔医疗科技有限公司","愈合基台","国械注准20153170861","种植体系统","国械注准20153460861","包含注册证下相关部件所有材质","不区分材质","个",74,"c2e5567c-bb08-11ec-a4e1-90e2ba8d9d30","3484be74-71c0-11eb-8968-fa163e311f19","国械注准20153170861","种植体系统","郑州康德泰口腔医疗科技有限公司","郑州康德泰口腔医疗科技有限公司","a326dd1d982211ecb3f890e2ba8d9d30","种植体系统","φ3.3×H3.0","SNC型","TC4钛合金","C0702031380100008399","C07020313801000083990000142"]
[242,"S09790001","Apex种植体系统","四级纯钛种植体产品系统","郑州康德泰口腔医疗科技有限公司","郑州康德泰口腔医疗科技有限公司","种植体替代体","豫郑械备20200195号","替代体",null,"包含注册证下相关部件所有材质","不区分材质","个",74,"e066103b-4e8a-11ec-921a-0050568f9c84","4dec55dd-4b6b-11ec-921a-0050568f9c84","豫郑械备20200195号","替代体","郑州康德泰口腔医疗科技有限公司","郑州康德泰口腔医疗科技有限公司","ff7ecbec-4e88-11ec-921a-0050568f9c84","替代体","φ4.5","XiVE","金属","C0702041390200308399","C07020413902003083990000041"]
[242,"S09790001","Apex种植体系统","四级纯钛种植体产品系统","郑州康德泰口腔医疗科技有限公司","郑州康德泰口腔医疗科技有限公司","种植体替代体","豫郑械备20200195号","替代体",null,"包含注册证下相关部件所有材质","不区分材质","个",74,"e07573d6-4e8a-11ec-921a-0050568f9c84","4dec55dd-4b6b-11ec-921a-0050568f9c84","豫郑械备20200195号","替代体","郑州康德泰口腔医疗科技有限公司","郑州康德泰口腔医疗科技有限公司","ff7ecbec-4e88-11ec-921a-0050568f9c84","替代体","R Ⅱ","Scientific","金属","C0702041390200308399","C07020413902003083990000058"]
[242,"S09790001","Apex种植体系统","四级纯钛种植体产品系统","郑州康德泰口腔医疗科技有限公司","郑州康德泰口腔医疗科技有限公司","种植体替代体","豫郑械备20200195号","替代体",null,"包含注册证下相关部件所有材质","不区分材质","个",74,"e0f182ee-4e8a-11ec-921a-0050568f9c84","4dec55dd-4b6b-11ec-921a-0050568f9c84","豫郑械备20200195号","替代体","郑州康德泰口腔医疗科技有限公司","郑州康德泰口腔医疗科技有限公司","ff7ecbec-4e88-11ec-921a-0050568f9c84","替代体","φ3.4 Ⅱ","XiVE","金属","C0702041390200308399","C07020413902003083990000079"]
[242,"S09790001","Apex种植体系统","四级纯钛种植体产品系统","郑州康德泰口腔医疗科技有限公司","郑州康德泰口腔医疗科技有限公司","种植体替代体","豫郑械备20200195号","替代体",null,"包含注册证下相关部件所有材质","不区分材质","个",74,"e10d7c43-4e8a-11ec-921a-0050568f9c84","4dec55dd-4b6b-11ec-921a-0050568f9c84","豫郑械备20200195号","替代体","郑州康德泰口腔医疗科技有限公司","郑州康德泰口腔医疗科技有限公司","ff7ecbec-4e88-11ec-921a-0050568f9c84","替代体","RC","Apex","金属","C0702041390200308399","C07020413902003083990000107"]
[242,"S09790001","Apex种植体系统","四级纯钛种植体产品系统","郑州康德泰口腔医疗科技有限公司","郑州康德泰口腔医疗科技有限公司","种植体替代体","豫郑械备20200195号","替代体",null,"包含注册证下相关部件所有材质","不区分材质","个",74,"e1328b37-4e8a-11ec-921a-0050568f9c84","4dec55dd-4b6b-11ec-921a-0050568f9c84","豫郑械备20200195号","替代体","郑州康德泰口腔医疗科技有限公司","郑州康德泰口腔医疗科技有限公司","ff7ecbec-4e88-11ec-921a-0050568f9c84","替代体","R","SIC","金属","C0702041390200308399","C07020413902003083990000138"]
[242,"S09790001","Apex种植体系统","四级纯钛种植体产品系统","郑州康德泰口腔医疗科技有限公司","郑州康德泰口腔医疗科技有限公司","种植体替代体","豫郑械备20200195号","替代体",null,"包含注册证下相关部件所有材质","不区分材质","个",74,"e1472cad-4e8a-11ec-921a-0050568f9c84","4dec55dd-4b6b-11ec-921a-0050568f9c84","豫郑械备20200195号","替代体","郑州康德泰口腔医疗科技有限公司","郑州康德泰口腔医疗科技有限公司","ff7ecbec-4e88-11ec-921a-0050568f9c84","替代体","W Ⅱ","MIS","金属","C0702041390200308399","C07020413902003083990000158"]
[155,"J07440001","牙科种植体","四级纯钛种植体产品系统","上海联植医疗器械有限公司","全球安联科技股份有限公司","种植体（含覆盖螺丝）","国械注许20143170149","牙科种植体","国械注许20143630149","四级纯钛","不含临时种植体、穿颧种植体和一段式种植体。","个",495,"add463e8-f354-11eb-b658-0050568f9c84","86566947-f03b-11eb-b658-0050568f9c84","国械注许20143170149","牙科种植体","全球安联科技股份有限公司","上海联植医疗器械有限公司","124be7fd-f113-11eb-b658-0050568f9c84","牙科种植体","4.8*14mm","SBS4814","纯钛","C0702011370100104003","C07020113701001040030000001","04719872502074"]
[155,"J07440001","牙科种植体","四级纯钛种植体产品系统","上海联植医疗器械有限公司","全球安联科技股份有限公司","种植体（含覆盖螺丝）","国械注许20143170149","牙科种植体","国械注许20143630149","四级纯钛","不含临时种植体、穿颧种植体和一段式种植体。","个",495,"addccbce-f354-11eb-b658-0050568f9c84","86566947-f03b-11eb-b658-0050568f9c84","国械注许20143170149","牙科种植体","全球安联科技股份有限公司","上海联植医疗器械有限公司","124be7fd-f113-11eb-b658-0050568f9c84","牙科种植体","4.0*11.5mm","SBS4011","纯钛","C0702011370100104003","C07020113701001040030000014","04719872500407"]
[155,"J07440001","牙科种植体","四级纯钛种植体产品系统","上海联植医疗器械有限公司","全球安联科技股份有限公司","种植体（含覆盖螺丝）","国械注许20143170149","牙科种植体","国械注许20143630149","四级纯钛","不含临时种植体、穿颧种植体和一段式种植体。","个",495,"addcdccf-f354-11eb-b658-0050568f9c84","86566947-f03b-11eb-b658-0050568f9c84","国械注许20143170149","牙科种植体","全球安联科技股份有限公司","上海联植医疗器械有限公司","124be7fd-f113-11eb-b658-0050568f9c84","牙科种植体","3.8*14mm","SBS3814","纯钛","C0702011370100104003","C07020113701001040030000025","04719872502012"]
[157,"J07440001","牙科种植体","四级纯钛种植体产品系统","上海联植医疗器械有限公司","全球安联科技股份有限公司","愈合基台","国械注许20153170030","基台及配件“全球安聯”支台齒","国械注许20153630030","包含注册证下相关部件所有材质","不区分材质","个",70,"f1f38bb4-f358-11eb-b658-0050568f9c84","f785aa77-f03c-11eb-b658-0050568f9c84","国械注许20153170030","基台及配件“全球安聯”支台齒","全球安联科技股份有限公司","上海联植医疗器械有限公司","41079cc3-f115-11eb-b658-0050568f9c84","基台及配件","直徑 6.5mm，長度 7.0mm","SBHAS657","钛合金","C0702031380100004003","C07020313801000040030000004","04719872503811"]
[156,"J07440001","牙科种植体","四级纯钛种植体产品系统","上海联植医疗器械有限公司","全球安联科技股份有限公司","修复基台（单牙）","国械注许20153170030","基台及配件“全球安聯”支台齒","国械注许20153630030","包含注册证下相关部件纯钛或钛合金材质","适用于单牙种植修复基台、材质为纯钛或钛合金","个",125,"0d2518f8-f359-11eb-b658-0050568f9c84","f785aa77-f03c-11eb-b658-0050568f9c84","国械注许20153170030","基台及配件“全球安聯”支台齒","全球安联科技股份有限公司","上海联植医疗器械有限公司","d1a103fb-f115-11eb-b658-0050568f9c84","基台及配件","直徑 5.0mm，長度 7.0mm","SBDS5750","钛合金","C0702021380100104003","C07020213801001040030000045","04719872501855"]
[156,"J07440001","牙科种植体","四级纯钛种植体产品系统","上海联植医疗器械有限公司","全球安联科技股份有限公司","修复基台（单牙）","国械注许20153170030","基台及配件“全球安聯”支台齒","国械注许20153630030","包含注册证下相关部件纯钛或钛合金材质","适用于单牙种植修复基台、材质为纯钛或钛合金","个",125,"0d2555e1-f359-11eb-b658-0050568f9c84","f785aa77-f03c-11eb-b658-0050568f9c84","国械注许20153170030","基台及配件“全球安聯”支台齒","全球安联科技股份有限公司","上海联植医疗器械有限公司","d1a103fb-f115-11eb-b658-0050568f9c84","基台及配件","直徑 5.0mm，長度 5.5mm","SBFA5640","钛合金","C0702021380100104003","C07020213801001040030000067","04719872502722"]
[156,"J07440001","牙科种植体","四级纯钛种植体产品系统","上海联植医疗器械有限公司","全球安联科技股份有限公司","修复基台（单牙）","国械注许20153170030","基台及配件“全球安聯”支台齒","国械注许20153630030","包含注册证下相关部件纯钛或钛合金材质","适用于单牙种植修复基台、材质为纯钛或钛合金","个",125,"0d257bec-f359-11eb-b658-0050568f9c84","f785aa77-f03c-11eb-b658-0050568f9c84","国械注许20153170030","基台及配件“全球安聯”支台齒","全球安联科技股份有限公司","上海联植医疗器械有限公司","d1a103fb-f115-11eb-b658-0050568f9c84","基台及配件","直徑 4.5mm，長度 5.5mm","SBFA4611","钛合金","C0702021380100104003","C07020213801001040030000086","04719872502579"]
[156,"J07440001","牙科种植体","四级纯钛种植体产品系统","上海联植医疗器械有限公司","全球安联科技股份有限公司","修复基台（单牙）","国械注许20153170030","基台及配件“全球安聯”支台齒","国械注许20153630030","包含注册证下相关部件纯钛或钛合金材质","适用于单牙种植修复基台、材质为纯钛或钛合金","个",125,"0d2708b7-f359-11eb-b658-0050568f9c84","f785aa77-f03c-11eb-b658-0050568f9c84","国械注许20153170030","基台及配件“全球安聯”支台齒","全球安联科技股份有限公司","上海联植医疗器械有限公司","d1a103fb-f115-11eb-b658-0050568f9c84","基台及配件","直徑 4.5mm，長度 5.5mm","SBFA4641","钛合金","C0702021380100104003","C07020213801001040030000100","04719872502609"]
[156,"J07440001","牙科种植体","四级纯钛种植体产品系统","上海联植医疗器械有限公司","全球安联科技股份有限公司","修复基台（单牙）","国械注许20153170030","基台及配件“全球安聯”支台齒","国械注许20153630030","包含注册证下相关部件纯钛或钛合金材质","适用于单牙种植修复基台、材质为纯钛或钛合金","个",125,"0d2cbff3-f359-11eb-b658-0050568f9c84","f785aa77-f03c-11eb-b658-0050568f9c84","国械注许20153170030","基台及配件“全球安聯”支台齒","全球安联科技股份有限公司","上海联植医疗器械有限公司","d1a103fb-f115-11eb-b658-0050568f9c84","基台及配件","直徑 6.0mm，長度 5.5mm","SBDS6630N","钛合金","C0702021380100104003","C07020213801001040030000129","04719872503538"]
[156,"J07440001","牙科种植体","四级纯钛种植体产品系统","上海联植医疗器械有限公司","全球安联科技股份有限公司","修复基台（单牙）","国械注许20153170030","基台及配件“全球安聯”支台齒","国械注许20153630030","包含注册证下相关部件纯钛或钛合金材质","适用于单牙种植修复基台、材质为纯钛或钛合金","个",125,"0d2ce149-f359-11eb-b658-0050568f9c84","f785aa77-f03c-11eb-b658-0050568f9c84","国械注许20153170030","基台及配件“全球安聯”支台齒","全球安联科技股份有限公司","上海联植医疗器械有限公司","d1a103fb-f115-11eb-b658-0050568f9c84","基台及配件","直徑 5.0mm，長度 7.0mm","SBDS5720","钛合金","C0702021380100104003","C07020213801001040030000148","04719872501909"]
[156,"J07440001","牙科种植体","四级纯钛种植体产品系统","上海联植医疗器械有限公司","全球安联科技股份有限公司","修复基台（单牙）","国械注许20153170030","基台及配件“全球安聯”支台齒","国械注许20153630030","包含注册证下相关部件纯钛或钛合金材质","适用于单牙种植修复基台、材质为纯钛或钛合金","个",125,"db8f92d4-f5af-11eb-b658-0050568f9c84","f785aa77-f03c-11eb-b658-0050568f9c84","国械注许20153170030","基台及配件“全球安聯”支台齒","全球安联科技股份有限公司","上海联植医疗器械有限公司","d1a103fb-f115-11eb-b658-0050568f9c84","基台及配件","直徑 3.5mm，G/H 4.0mm","SBSA3540A","钛合金","C0702021380100104003","C07020213801001040030000169","04719872503729"]
[159,"J07440001","牙科种植体","四级纯钛种植体产品系统","上海联植医疗器械有限公司","全球安联科技股份有限公司","转移杆","国械备20151733号","转移帽",null,"包含注册证下相关部件所有材质","不区分材质","个",120,"6a865bc7-f598-11eb-b658-0050568f9c84","6AFFEB00-0C03-4488-85A6-06E4F6AEED50","国械备20151733号","转移帽 Impression Coping","全球安联科技股份有限公司  全球安联科技股份有限公司","上海联植医疗器械有限公司","e0aa3e71-f594-11eb-b658-0050568f9c84","转移帽","直径6mm, 高度11mm","SBTIS6011","钛合金","C0702041390200204003","C07020413902002040030000002","04719872503910"]
[288,"S39130001","牙科种植体","四级纯钛种植体产品系统","瑞奇医疗科技（嘉兴）有限公司","瑞奇医疗科技（嘉兴）有限公司","转移杆","浙嘉械备20180001号","转移帽",null,"包含注册证下相关部件所有材质","不区分材质","个",85,"3c169d4c-177d-11ed-9447-b4055d63f15c","1612520f-1230-11ed-9447-b4055d63f15c","浙嘉械备20180001号","转移帽","瑞奇医疗科技（嘉兴）有限公司","瑞奇医疗科技（嘉兴）有限公司","a2158cbd-12cf-11ed-9447-b4055d63f15c","转移帽","120.5200.13","120.5200.13",null,"C0702041390200205474","C07020413902002054740000001","6970070071726"]
[284,"S39130001","牙科种植体","四级纯钛种植体产品系统","瑞奇医疗科技（嘉兴）有限公司","瑞奇医疗科技（嘉兴）有限公司","种植体（含覆盖螺丝）","国械注准20223170783","牙科种植体",null,"四级纯钛","不含临时种植体、穿颧种植体和一段式种植体。","个",512,"21a88456-037b-11ed-9447-b4055d63f15c","283ee212-00e4-11ed-9447-b4055d63f15c","国械注准20223170783","牙科种植体","瑞奇医疗科技（嘉兴）有限公司","瑞奇医疗科技（嘉兴）有限公司","c21d2196-0254-11ed-9447-b4055d63f15c","牙科种植体","1颗/盒","021.4148.06","纯钛","C0702011370100105474","C07020113701001054740000018","06970070070309"]
[235,"S06510001","创英种植牙系统","四级纯钛种植体产品系统","江苏创英医疗器械有限公司","江苏创英医疗器械有限公司","愈合基台","国械注准20153171554","种植牙系统","国械注准20153631554","包含注册证下相关部件所有材质","不区分材质","个",50,"56317c4c-0d2c-11eb-bf70-fa163e0a8baf","3b060874-0cfe-11eb-bf70-fa163e0a8baf","国械注准20153171554","种植牙系统","江苏创英医疗器械有限公司","江苏创英医疗器械有限公司","47722dcc-0d27-11eb-bf70-fa163e0a8baf","种植牙系统-愈合帽","Φ5.5 H=3","TL RP","钛合金","C0702031380100004673","C07020313801000046730000032","(01)06923558211046"]
[231,"S06510001","创英种植牙系统","四级纯钛种植体产品系统","江苏创英医疗器械有限公司","江苏创英医疗器械有限公司","修复基台（单牙）","国械注准20153171554","种植牙系统","国械注准20153631554","包含注册证下相关部件纯钛或钛合金材质","适用于单牙种植修复基台、材质为纯钛或钛合金","个",130,"f57658f7-0d31-11eb-bf70-fa163e0a8baf","3b060874-0cfe-11eb-bf70-fa163e0a8baf","国械注准20153171554","种植牙系统","江苏创英医疗器械有限公司","江苏创英医疗器械有限公司","62fe8123-0d25-11eb-bf70-fa163e0a8baf","种植牙系统-基台","Φ4.8 AH=6","TL RP 按扣","钛合金","C0702021380100104673","C07020213801001046730000249","(01)06923558210759"]
[229,"S06510001","创英种植牙系统","四级纯钛种植体产品系统","江苏创英医疗器械有限公司","江苏创英医疗器械有限公司","种植体（含覆盖螺丝）","国械注准20153171554","种植牙系统","国械注准20153631554","四级纯钛","不含临时种植体、穿颧种植体和一段式种植体。","个",482,"973ba85c-0d2b-11eb-bf70-fa163e0a8baf","3b060874-0cfe-11eb-bf70-fa163e0a8baf","国械注准20153171554","种植牙系统","江苏创英医疗器械有限公司","江苏创英医疗器械有限公司","9dbb0459-0d24-11eb-bf70-fa163e0a8baf","种植牙系统-种植体","Φ3.3×14","TL LN RP","纯钛","C0702011370100104673","C07020113701001046730000104","(01)06923558210049"]
[229,"S06510001","创英种植牙系统","四级纯钛种植体产品系统","江苏创英医疗器械有限公司","江苏创英医疗器械有限公司","种植体（含覆盖螺丝）","国械注准20153171554","种植牙系统","国械注准20153631554","四级纯钛","不含临时种植体、穿颧种植体和一段式种植体。","个",482,"975ccbfa-0d2b-11eb-bf70-fa163e0a8baf","3b060874-0cfe-11eb-bf70-fa163e0a8baf","国械注准20153171554","种植牙系统","江苏创英医疗器械有限公司","江苏创英医疗器械有限公司","9dbb0459-0d24-11eb-bf70-fa163e0a8baf","种植牙系统-种植体","Φ4.8×12","TL HN WP","纯钛","C0702011370100104673","C07020113701001046730000129","(01)06923558210308"]
[229,"S06510001","创英种植牙系统","四级纯钛种植体产品系统","江苏创英医疗器械有限公司","江苏创英医疗器械有限公司","种植体（含覆盖螺丝）","国械注准20153171554","种植牙系统","国械注准20153631554","四级纯钛","不含临时种植体、穿颧种植体和一段式种植体。","个",482,"975d0ace-0d2b-11eb-bf70-fa163e0a8baf","3b060874-0cfe-11eb-bf70-fa163e0a8baf","国械注准20153171554","种植牙系统","江苏创英医疗器械有限公司","江苏创英医疗器械有限公司","9dbb0459-0d24-11eb-bf70-fa163e0a8baf","种植牙系统-种植体","Φ3.3×12","TLE LN RP","纯钛","C0702011370100104673","C07020113701001046730000135","(01)06923558210353"]
[237,"S06510001","创英种植牙系统","四级纯钛种植体产品系统","江苏创英医疗器械有限公司","江苏创英医疗器械有限公司","种植体替代体","苏常械备20180114号","替代体",null,"包含注册证下相关部件所有材质","不区分材质","个",35,"853a9e9b-be52-11e9-974a-fa163e0a8baf","e44e8d5084bf459ebd8e8826b1b22429","苏常械备20180114号","替代体","江苏创英医疗器械有限公司","江苏创英医疗器械有限公司","BD7F535DC1EC4ECEB99120EA2FF98565","替代体","AH=5.5","TL WP 实心","钛合金","C0702041390200304673","C07020413902003046730000014","6923558251073"]
[233,"S06510001","创英种植牙系统","四级纯钛种植体产品系统","江苏创英医疗器械有限公司","江苏创英医疗器械有限公司","修复基台（单牙）","国械注准20203170485","可切削基台柱",null,"包含注册证下相关部件纯钛或钛合金材质","适用于单牙种植修复基台、材质为纯钛或钛合金","个",130,"d8c8d2e1-9c2a-11eb-ac1c-fa163e311f19","59b0c69f-9c1a-11eb-ac1c-fa163e311f19","国械注准20203170485","可切削基台柱","江苏创英医疗器械有限公司","江苏创英医疗器械有限公司","fde49c32-9c29-11eb-ac1c-fa163e311f19","可切削基台柱","Ф10B-I","BL NC","钛合金","C0702021380100104673","C07020213801001046730000233","(01)06923558249063"]
[238,"S06510001","创英种植牙系统","四级纯钛种植体产品系统","江苏创英医疗器械有限公司","江苏创英医疗器械有限公司","转移杆","苏常械备20153128号","转移帽",null,"包含注册证下相关部件所有材质","不区分材质","个",50,"45ff7307-ce1c-11e9-953f-fa163e0a8baf","4A8D1261-D8CF-4558-9DFA-9B60881EE81B","苏常械备20153128号","转移帽","江苏创英医疗器械有限公司","江苏创英医疗器械有限公司","cc1db358-0a13-11ea-99e3-fa163e0a8baf","转移帽","Φ5.0 H=10","开窗式 BL RP","铝合金、钛合金和高分子材料","C0702041390200204673","C07020413902002046730000001","6923558245614"]
[238,"S06510001","创英种植牙系统","四级纯钛种植体产品系统","江苏创英医疗器械有限公司","江苏创英医疗器械有限公司","转移杆","苏常械备20153128号","转移帽",null,"包含注册证下相关部件所有材质","不区分材质","个",50,"45ffb86d-ce1c-11e9-953f-fa163e0a8baf","4A8D1261-D8CF-4558-9DFA-9B60881EE81B","苏常械备20153128号","转移帽","江苏创英医疗器械有限公司","江苏创英医疗器械有限公司","cc1db358-0a13-11ea-99e3-fa163e0a8baf","转移帽","Φ7.0 H=11","闭窗式 BL RC","铝合金、钛合金和高分子材料","C0702041390200204673","C07020413902002046730000029","6923558253220"]
[238,"S06510001","创英种植牙系统","四级纯钛种植体产品系统","江苏创英医疗器械有限公司","江苏创英医疗器械有限公司","转移杆","苏常械备20153128号","转移帽",null,"包含注册证下相关部件所有材质","不区分材质","个",50,"45ffd33c-ce1c-11e9-953f-fa163e0a8baf","4A8D1261-D8CF-4558-9DFA-9B60881EE81B","苏常械备20153128号","转移帽","江苏创英医疗器械有限公司","江苏创英医疗器械有限公司","cc1db358-0a13-11ea-99e3-fa163e0a8baf","转移帽","Φ5.0 H=9","闭窗式 BL RP","铝合金、钛合金和高分子材料","C0702041390200204673","C07020413902002046730000046","6923558245553"]
[232,"S06510001","创英种植牙系统","四级纯钛种植体产品系统","江苏创英医疗器械有限公司","江苏创英医疗器械有限公司","修复基台（单牙）","国械注准20173170766","种植牙系统","国械注准20173630766","包含注册证下相关部件纯钛或钛合金材质","适用于单牙种植修复基台、材质为纯钛或钛合金","个",130,"4e804616-ce1b-11e9-953f-fa163e0a8baf","04fa1c11-b6e7-11ec-a4e1-90e2ba8d9d30","国械注准20173170766","种植牙系统","江苏创英医疗器械有限公司","江苏创英医疗器械有限公司","378d605da11411eca4e190e2ba8d9d30","种植牙系统-基台","Φ6.5 GH=1","BL RC 实心多样","钛合金","C0702021380100104673","C07020213801001046730000004","(01)06923558230603"]
[232,"S06510001","创英种植牙系统","四级纯钛种植体产品系统","江苏创英医疗器械有限公司","江苏创英医疗器械有限公司","修复基台（单牙）","国械注准20173170766","种植牙系统","国械注准20173630766","包含注册证下相关部件纯钛或钛合金材质","适用于单牙种植修复基台、材质为纯钛或钛合金","个",130,"4e80704f-ce1b-11e9-953f-fa163e0a8baf","04fa1c11-b6e7-11ec-a4e1-90e2ba8d9d30","国械注准20173170766","种植牙系统","江苏创英医疗器械有限公司","江苏创英医疗器械有限公司","378d605da11411eca4e190e2ba8d9d30","种植牙系统-基台","Φ3.5 GH=1 AH=5.5","BL NC 四方粘结","钛合金","C0702021380100104673","C07020213801001046730000073","(01)06923558230863"]
[232,"S06510001","创英种植牙系统","四级纯钛种植体产品系统","江苏创英医疗器械有限公司","江苏创英医疗器械有限公司","修复基台（单牙）","国械注准20173170766","种植牙系统","国械注准20173630766","包含注册证下相关部件纯钛或钛合金材质","适用于单牙种植修复基台、材质为纯钛或钛合金","个",130,"4e807a9e-ce1b-11e9-953f-fa163e0a8baf","04fa1c11-b6e7-11ec-a4e1-90e2ba8d9d30","国械注准20173170766","种植牙系统","江苏创英医疗器械有限公司","江苏创英医疗器械有限公司","378d605da11411eca4e190e2ba8d9d30","种植牙系统-基台","Φ3.7 AH=4","BL NC 按扣","钛合金","C0702021380100104673","C07020213801001046730000077","(01)06923558230658"]
[232,"S06510001","创英种植牙系统","四级纯钛种植体产品系统","江苏创英医疗器械有限公司","江苏创英医疗器械有限公司","修复基台（单牙）","国械注准20173170766","种植牙系统","国械注准20173630766","包含注册证下相关部件纯钛或钛合金材质","适用于单牙种植修复基台、材质为纯钛或钛合金","个",130,"4e80a6f1-ce1b-11e9-953f-fa163e0a8baf","04fa1c11-b6e7-11ec-a4e1-90e2ba8d9d30","国械注准20173170766","种植牙系统","江苏创英医疗器械有限公司","江苏创英医疗器械有限公司","378d605da11411eca4e190e2ba8d9d30","种植牙系统-基台","Φ4.3 GH=2","BL NC 四方美学 15°","钛合金","C0702021380100104673","C07020213801001046730000095","(01)06923558231082"]
[230,"S06510001","创英种植牙系统","四级纯钛种植体产品系统","江苏创英医疗器械有限公司","江苏创英医疗器械有限公司","种植体（含覆盖螺丝）","国械注准20173170766","种植牙系统","国械注准20173630766","四级纯钛","不含临时种植体、穿颧种植体和一段式种植体。","个",482,"333aa8eb-f8af-11ea-bf70-fa163e0a8baf","04fa1c11-b6e7-11ec-a4e1-90e2ba8d9d30","国械注准20173170766","种植牙系统","江苏创英医疗器械有限公司","江苏创英医疗器械有限公司","CCAEBB36B7CA4D98B219682D2ACD9E58","种植牙系统-种植体","Φ4.8×16","BLE RC","纯钛","C0702011370100104673","C07020113701001046730000098","(01)06923558230290"]
[230,"S06510001","创英种植牙系统","四级纯钛种植体产品系统","江苏创英医疗器械有限公司","江苏创英医疗器械有限公司","种植体（含覆盖螺丝）","国械注准20173170766","种植牙系统","国械注准20173630766","四级纯钛","不含临时种植体、穿颧种植体和一段式种植体。","个",482,"3343f008-f8af-11ea-bf70-fa163e0a8baf","04fa1c11-b6e7-11ec-a4e1-90e2ba8d9d30","国械注准20173170766","种植牙系统","江苏创英医疗器械有限公司","江苏创英医疗器械有限公司","CCAEBB36B7CA4D98B219682D2ACD9E58","种植牙系统-种植体","Φ4.8×12","BLE RC","纯钛","C0702011370100104673","C07020113701001046730000095","(01)06923558230276"]
[236,"S06510001","创英种植牙系统","四级纯钛种植体产品系统","江苏创英医疗器械有限公司","江苏创英医疗器械有限公司","愈合基台","国械注准20173170766","种植牙系统","国械注准20173630766","包含注册证下相关部件所有材质","不区分材质","个",50,"790e94eb-be3e-11e9-974a-fa163e0a8baf","04fa1c11-b6e7-11ec-a4e1-90e2ba8d9d30","国械注准20173170766","种植牙系统","江苏创英医疗器械有限公司","江苏创英医疗器械有限公司","ea785aa8-be3b-11e9-974a-fa163e0a8baf","种植牙系统-愈合帽","Φ4.7 H=6","BL RC 瓶形","钛合金","C0702031380100004673","C07020313801000046730000009","(01)06923558232164"]
[234,"S06510001","创英种植牙系统","四级纯钛种植体产品系统","江苏创英医疗器械有限公司","江苏创英医疗器械有限公司","修复基台（单牙）","国械注准20223171049","个性化基台",null,"包含注册证下相关部件纯钛或钛合金材质","适用于单牙种植修复基台、材质为纯钛或钛合金","个",130,"75004435-2412-11ed-9447-b4055d63f15c","e2b69e1b-2380-11ed-9447-b4055d63f15c","国械注准20223171049","个性化基台","江苏创英医疗器械有限公司","江苏创英医疗器械有限公司","e8cca3b4-238d-11ed-9447-b4055d63f15c","个性化基台","—B","BL RP","钛合金","C0702021380100104673","C07020213801001046730000121","(01)06923558268125"]
[190,"J08160001","柯威尔超亲水性种植系统","四级纯钛种植体产品系统","柯威（上海）医疗科技有限公司","(株)柯威尔株式会社Cowell Medi Co., Ltd.","修复基台（单牙）","国械注进20213170246","牙种植体系统",null,"包含注册证下相关部件纯钛或钛合金材质","适用于单牙种植修复基台、材质为纯钛或钛合金","个",120,"847de110-423e-11ec-921a-0050568f9c84","a2a22a2b-1200-11ec-b658-0050568f9c84","国械注进20213170246","牙种植体系统","（株）柯威尔株式会社Cowellmedi co.,Ltd.","柯威（上海）医疗科技有限公司","969447e0-423b-11ec-921a-0050568f9c84","牙种植体系统-基台","非六角 Ø=6.5mm 穿龈=2mm 工作高度=4mm","2SCN6524",null,"C0702021380100119440","C07020213801001194400000001"]
[190,"J08160001","柯威尔超亲水性种植系统","四级纯钛种植体产品系统","柯威（上海）医疗科技有限公司","(株)柯威尔株式会社Cowell Medi Co., Ltd.","修复基台（单牙）","国械注进20213170246","牙种植体系统",null,"包含注册证下相关部件纯钛或钛合金材质","适用于单牙种植修复基台、材质为纯钛或钛合金","个",120,"84a0332e-423e-11ec-921a-0050568f9c84","a2a22a2b-1200-11ec-b658-0050568f9c84","国械注进20213170246","牙种植体系统","（株）柯威尔株式会社Cowellmedi co.,Ltd.","柯威（上海）医疗科技有限公司","969447e0-423b-11ec-921a-0050568f9c84","牙种植体系统-基台","非六角 Ø=6.5mm 穿龈=5mm 工作高度=7mm","2SCN6557",null,"C0702021380100119440","C07020213801001194400000022"]
[190,"J08160001","柯威尔超亲水性种植系统","四级纯钛种植体产品系统","柯威（上海）医疗科技有限公司","(株)柯威尔株式会社Cowell Medi Co., Ltd.","修复基台（单牙）","国械注进20213170246","牙种植体系统",null,"包含注册证下相关部件纯钛或钛合金材质","适用于单牙种植修复基台、材质为纯钛或钛合金","个",120,"84a3934a-423e-11ec-921a-0050568f9c84","a2a22a2b-1200-11ec-b658-0050568f9c84","国械注进20213170246","牙种植体系统","（株）柯威尔株式会社Cowellmedi co.,Ltd.","柯威（上海）医疗科技有限公司","969447e0-423b-11ec-921a-0050568f9c84","牙种植体系统-基台","六角 Ø=4.5mm 穿龈=5mm 工作高度=4mm","2SCH4554",null,"C0702021380100119440","C07020213801001194400000044"]
[190,"J08160001","柯威尔超亲水性种植系统","四级纯钛种植体产品系统","柯威（上海）医疗科技有限公司","(株)柯威尔株式会社Cowell Medi Co., Ltd.","修复基台（单牙）","国械注进20213170246","牙种植体系统",null,"包含注册证下相关部件纯钛或钛合金材质","适用于单牙种植修复基台、材质为纯钛或钛合金","个",120,"84a87112-423e-11ec-921a-0050568f9c84","a2a22a2b-1200-11ec-b658-0050568f9c84","国械注进20213170246","牙种植体系统","（株）柯威尔株式会社Cowellmedi co.,Ltd.","柯威（上海）医疗科技有限公司","969447e0-423b-11ec-921a-0050568f9c84","牙种植体系统-基台","非六角 Ø=5.5mm 穿龈=2mm 工作高度=7mm","2SCN5527",null,"C0702021380100119440","C07020213801001194400000063"]
[190,"J08160001","柯威尔超亲水性种植系统","四级纯钛种植体产品系统","柯威（上海）医疗科技有限公司","(株)柯威尔株式会社Cowell Medi Co., Ltd.","修复基台（单牙）","国械注进20213170246","牙种植体系统",null,"包含注册证下相关部件纯钛或钛合金材质","适用于单牙种植修复基台、材质为纯钛或钛合金","个",120,"84b3394c-423e-11ec-921a-0050568f9c84","a2a22a2b-1200-11ec-b658-0050568f9c84","国械注进20213170246","牙种植体系统","（株）柯威尔株式会社Cowellmedi co.,Ltd.","柯威（上海）医疗科技有限公司","969447e0-423b-11ec-921a-0050568f9c84","牙种植体系统-基台","非六角 Ø=6.5mm 穿龈=1mm 工作高度=5mm","2SCN6515",null,"C0702021380100119440","C07020213801001194400000073"]
[190,"J08160001","柯威尔超亲水性种植系统","四级纯钛种植体产品系统","柯威（上海）医疗科技有限公司","(株)柯威尔株式会社Cowell Medi Co., Ltd.","修复基台（单牙）","国械注进20213170246","牙种植体系统",null,"包含注册证下相关部件纯钛或钛合金材质","适用于单牙种植修复基台、材质为纯钛或钛合金","个",120,"cca16639-423f-11ec-921a-0050568f9c84","a2a22a2b-1200-11ec-b658-0050568f9c84","国械注进20213170246","牙种植体系统","（株）柯威尔株式会社Cowellmedi co.,Ltd.","柯威（上海）医疗科技有限公司","969447e0-423b-11ec-921a-0050568f9c84","牙种植体系统-基台","六角Ø=5.5mm 15° 穿龈=1mm 工作高度=8mm","2SAH55151B",null,"C0702021380100119440","C07020213801001194400000087"]
[190,"J08160001","柯威尔超亲水性种植系统","四级纯钛种植体产品系统","柯威（上海）医疗科技有限公司","(株)柯威尔株式会社Cowell Medi Co., Ltd.","修复基台（单牙）","国械注进20213170246","牙种植体系统",null,"包含注册证下相关部件纯钛或钛合金材质","适用于单牙种植修复基台、材质为纯钛或钛合金","个",120,"ccb5ae44-423f-11ec-921a-0050568f9c84","a2a22a2b-1200-11ec-b658-0050568f9c84","国械注进20213170246","牙种植体系统","（株）柯威尔株式会社Cowellmedi co.,Ltd.","柯威（上海）医疗科技有限公司","969447e0-423b-11ec-921a-0050568f9c84","牙种植体系统-基台","六角Ø=4.5mm 15° 穿龈=3mm 工作高度=8mm","2SAH45153",null,"C0702021380100119440","C07020213801001194400000106"]
[190,"J08160001","柯威尔超亲水性种植系统","四级纯钛种植体产品系统","柯威（上海）医疗科技有限公司","(株)柯威尔株式会社Cowell Medi Co., Ltd.","修复基台（单牙）","国械注进20213170246","牙种植体系统",null,"包含注册证下相关部件纯钛或钛合金材质","适用于单牙种植修复基台、材质为纯钛或钛合金","个",120,"ccb71ffa-423f-11ec-921a-0050568f9c84","a2a22a2b-1200-11ec-b658-0050568f9c84","国械注进20213170246","牙种植体系统","（株）柯威尔株式会社Cowellmedi co.,Ltd.","柯威（上海）医疗科技有限公司","969447e0-423b-11ec-921a-0050568f9c84","牙种植体系统-基台","六角Ø=4.5mm 15° 穿龈=2mm 工作高度=8mm","2SAH45152",null,"C0702021380100119440","C07020213801001194400000124"]
[194,"J08160001","柯威尔超亲水性种植系统","四级纯钛种植体产品系统","柯威（上海）医疗科技有限公司","(株)柯威尔株式会社Cowell Medi Co., Ltd.","种植体（含覆盖螺丝）","国械注进20213170246","牙种植体系统",null,"四级纯钛","不含临时种植体、穿颧种植体和一段式种植体。","个",550,"92db3435-4239-11ec-921a-0050568f9c84","a2a22a2b-1200-11ec-b658-0050568f9c84","国械注进20213170246","牙种植体系统","（株）柯威尔株式会社Cowellmedi co.,Ltd.","柯威（上海）医疗科技有限公司","d368c7e3-4238-11ec-921a-0050568f9c84","牙种植体系统-牙种植体","Ø=6.0长度=10mm","ST6010SM",null,"C0702011370100119440","C07020113701001194400000019"]
[193,"J08160001","柯威尔超亲水性种植系统","四级纯钛种植体产品系统","柯威（上海）医疗科技有限公司","(株)柯威尔株式会社Cowell Medi Co., Ltd.","转移杆","国械备20200178号","口腔科器械 Dental Surgical Instrument",null,"包含注册证下相关部件所有材质","不区分材质","个",75,"94c4f133-4ba4-11ec-921a-0050568f9c84","23e3119c-2dc1-11ec-921a-0050568f9c84","国械备20200178号","口腔科器械 Dental Surgical Instrument","（株）柯威尔株式会社Cowellmedi co.,Ltd","北京柯威尔医疗科技有限公司","c6f103b9-48ff-11ec-921a-0050568f9c84","口腔科器械","六角Ø=4.5mm 高度=20mm","2SIH45L",null,"C0702041390200216541","C07020413902002165410000026"]
[104,"J03630001","钛合金种植体系统","钛合金种植体产品系统","明基医疗器械（上海）有限公司","爱美蒂口腔器械有限公司A.B. Dental Devices Ltd","转移杆","国械备20230072号","牙科种植定位器 impressions","国械备20161362号","包含注册证下相关部件所有材质","不区分材质","个",60,"f8dff232-a81a-11ed-9447-b4055d63f15c","c565d166-a68b-11ed-9447-b4055d63f15c","国械备20230072号","种植辅助材料Axiliary Materialfor dental implant","爱美蒂口腔器械有限公司 A.B. Dental Devices Ltd.","明基医疗器械（上海）有限公司","dd29a301-a78b-11ed-9447-b4055d63f15c","种植辅助材料-转移杆","印模转移杆","D2O-3.75,9",null,"C0702041390200204943","C07020413902002049430000034"]
[38,"J01830001","韩国DIO种植系统","四级纯钛种植体产品系统","北京迪耀科贸有限公司","韩国迪耀株式会社DIO Corporation","种植体替代体","国械备20140142","牙科种植体手术工具 Surgical Instruments for DIO Implant System",null,"包含注册证下相关部件所有材质","不区分材质","个",35,null,null,"国械备20140142","牙科种植体手术工具 Surgical Instruments for DIO Implant System",null,"北京迪耀科贸有限公司",null,"牙科种植体手术工具 Surgical Instruments for DIO Implant System","SASA 6807(II)","SASA 6807(II)","不锈钢和纯钛材料",{"$nulls":3},"尚无国家医保编码"]
[38,"J01830001","韩国DIO种植系统","四级纯钛种植体产品系统","北京迪耀科贸有限公司","韩国迪耀株式会社DIO Corporation","种植体替代体","国械备20140142","牙科种植体手术工具 Surgical Instruments for DIO Implant System",null,"包含注册证下相关部件所有材质","不区分材质","个",35,null,null,"国械备20140142","牙科种植体手术工具 Surgical Instruments for DIO Implant System",null,"北京迪耀科贸有限公司",null,"牙科种植体手术工具 Surgical Instruments for DIO Implant System","SASA 3907(II)","SASA 3907(II)","不锈钢和纯钛材料",{"$nulls":3},"尚无国家医保编码"]
[30,"J01830001","韩国DIO种植系统","四级纯钛种植体产品系统","北京迪耀科贸有限公司","韩国迪耀株式会社DIO Corporation","修复基台（单牙）","国械注进20173176519","基台及附件","国械注进20173636519","包含注册证下相关部件纯钛或钛合金材质","适用于单牙种植修复基台、材质为纯钛或钛合金","个",110,null,null,"国械注进20173176519","基台及附件",null,"北京迪耀科贸有限公司",null,"基台及附件","ACN 50612","ACN 50612","纯钛",{"$nulls":3},"尚无国家医保编码"]
[48,"J01900001","登特司 DENTIS","四级纯钛种植体产品系统","西诺医疗器械集团有限公司","登特司有限公司Dentis Co.，Ltd.","种植体替代体","国械备20160638号","位置定位器",null,"包含注册证下相关部件所有材质","不区分材质","个",50,null,null,"国械备20160638号","位置定位器","登特司有限公司Dentis Co., Ltd.","西诺医疗器械集团有限公司","C0702041390200300325","位置定位器","6.5mm*14mm","DILAW","钛合金",{"$nulls":3},"尚无国家医保编码"]
[48,"J01900001","登特司 DENTIS","四级纯钛种植体产品系统","西诺医疗器械集团有限公司","登特司有限公司Dentis Co.，Ltd.","种植体替代体","国械备20160638号","位置定位器",null,"包含注册证下相关部件所有材质","不区分材质","个",50,null,null,"国械备20160638号","位置定位器","登特司有限公司Dentis Co., Ltd.","西诺医疗器械集团有限公司","C0702041390200300325","位置定位器","3.5mm*10mm","DSCLAS","钛合金",{"$nulls":3},"尚无国家医保编码"]
[95,"J03310001","IS-II active种植体系统","四级纯钛种植体产品系统","纽白特（北京）商贸有限公司","纽白特有限公司Neobiotech Co., Ltd.","修复基台（单牙）","国械注进20173176152","基台系统Abutment","国械注进20173636152","包含注册证下相关部件纯钛或钛合金材质","适用于单牙种植修复基台、材质为纯钛或钛合金","个",115,null,null,"国械注进20173176152","基台系统Abutment","纽白特有限公司Neobiotech Co., Ltd.","纽白特（北京）商贸有限公司",null,"基台系统-球型基台","5.0*2.45*11.1mm","EABAB300",{"$nulls":4},"尚无国家医保编码"]
[96,"J03310001","IS-II active种植体系统","四级纯钛种植体产品系统","纽白特（北京）商贸有限公司","纽白特有限公司Neobiotech Co., Ltd.","修复基台（单牙）","国械注进20153170936","种植体配套用基台及附件",null,"包含注册证下相关部件纯钛或钛合金材质","适用于单牙种植修复基台、材质为纯钛或钛合金","个",115,null,null,"国械注进20153170936","种植体配套用基台及附件","纽白特有限公司 Neobiotech Co., Ltd.","纽白特（北京）商贸有限公司",null,"种植体配套用基台及附件-修复基台","5.7*15.0*8.0*0.6*2.5mm","ISAH648",{"$nulls":4},"尚无国家医保编码"]
[96,"J03310001","IS-II active种植体系统","四级纯钛种植体产品系统","纽白特（北京）商贸有限公司","纽白特有限公司Neobiotech Co., Ltd.","修复基台（单牙）","国械注进20153170936","种植体配套用基台及附件",null,"包含注册证下相关部件纯钛或钛合金材质","适用于单牙种植修复基台、材质为纯钛或钛合金","个",115,null,null,"国械注进20153170936","种植体配套用基台及附件","纽白特有限公司 Neobiotech Co., Ltd.","纽白特（北京）商贸有限公司",null,"种植体配套用基台及附件-修复基台","5.2*18.9mm","ISSN5511",{"$nulls":4},"尚无国家医保编码"]
[96,"J03310001","IS-II active种植体系统","四级纯钛种植体产品系统","纽白特（北京）商贸有限公司","纽白特有限公司Neobiotech Co., Ltd.","修复基台（单牙）","国械注进20153170936","种植体配套用基台及附件",null,"包含注册证下相关部件纯钛或钛合金材质","适用于单牙种植修复基台、材质为纯钛或钛合金","个",115,null,null,"国械注进20153170936","种植体配套用基台及附件","纽白特有限公司 Neobiotech Co., Ltd.","纽白特（北京）商贸有限公司",null,"种植体配套用基台及附件-修复基台","5.7*16.0*1.15*2.5mm","ISSS658",{"$nulls":4},"尚无国家医保编码"]
[96,"J03310001","IS-II active种植体系统","四级纯钛种植体产品系统","纽白特（北京）商贸有限公司","纽白特有限公司Neobiotech Co., Ltd.","修复基台（单牙）","国械注进20153170936","种植体配套用基台及附件",null,"包含注册证下相关部件纯钛或钛合金材质","适用于单牙种植修复基台、材质为纯钛或钛合金","个",115,null,null,"国械注进20153170936","种植体配套用基台及附件","纽白特有限公司 Neobiotech Co., Ltd.","纽白特（北京）商贸有限公司",null,"种植体配套用基台及附件-修复基台","5.7*15.0*8.0*1.15*2.5mm","ISAS648",{"$nulls":4},"尚无国家医保编码"]
[96,"J03310001","IS-II active种植体系统","四级纯钛种植体产品系统","纽白特（北京）商贸有限公司","纽白特有限公司Neobiotech Co., Ltd.","修复基台（单牙）","国械注进20153170936","种植体配套用基台及附件",null,"包含注册证下相关部件纯钛或钛合金材质","适用于单牙种植修复基台、材质为纯钛或钛合金","个",115,null,null,"国械注进20153170936","种植体配套用基台及附件","纽白特有限公司 Neobiotech Co., Ltd.","纽白特（北京）商贸有限公司",null,"种植体配套用基台及附件-修复基台","5.7*16.1*4.0*1.97mm","ISAE6640",{"$nulls":4},"尚无国家医保编码"]
[99,"J03310001","IS-II active种植体系统","四级纯钛种植体产品系统","纽白特（北京）商贸有限公司","纽白特有限公司Neobiotech Co., Ltd.","转移杆","国械备20170082号","转移帽 Transfer coping",null,"包含注册证下相关部件所有材质","不区分材质","个",30,null,null,"国械备20170082号","转移帽 Transfer coping","Neobiotech Co., Ltd. 纽白特有限公司","纽白特（北京）商贸有限公司",null,"转移帽","5.5*11.7mm","ISIPNS511P",{"$nulls":4},"尚无国家医保编码"]
[48,"J01900001","登特司 DENTIS","四级纯钛种植体产品系统","西诺医疗器械集团有限公司","登特司有限公司Dentis Co.，Ltd.","种植体替代体","国械备20160638号","位置定位器",null,"包含注册证下相关部件所有材质","不区分材质","个",50,null,null,"国械备20160638号","位置定位器","登特司有限公司Dentis Co., Ltd.","西诺医疗器械集团有限公司","C0702041390200300325","位置定位器","5.5mm*11mm","DMAL","钛合金",{"$nulls":3},"尚无国家医保编码"]
[17,"J01150001","TS SA种植体系统","四级纯钛种植体产品系统","奥齿泰（北京）商贸有限公司","奥齿泰种植体有限责任公司Osstem Implant Co.,Ltd.","种植体（含覆盖螺丝）","国械注进20163171541","纯钛人工牙种植体及附件 SS SA Implant","国械注进20163631541","四级纯钛","不含临时种植体、穿颧种植体和一段式种植体。","个",585,null,null,"国械注进20163171541","纯钛人工牙种植体及附件 SS SA Implant","奥齿泰种植体有限责任公司Osstem Implant Co.,Ltd.","奥齿泰（北京）商贸有限公司","1321d4d5-b3c3-11eb-a006-0050568f9c84","纯钛人工牙种植体及附件-种植体套装","直径：4.45mm，长度：8.5mm,穿龈高度：2.8mm","SS2R4508S28","纯钛","C0702011370100108491",null,null,"尚无国家医保编码"]
[17,"J01150001","TS SA种植体系统","四级纯钛种植体产品系统","奥齿泰（北京）商贸有限公司","奥齿泰种植体有限责任公司Osstem Implant Co.,Ltd.","种植体（含覆盖螺丝）","国械注进20163171541","纯钛人工牙种植体及附件 SS SA Implant","国械注进20163631541","四级纯钛","不含临时种植体、穿颧种植体和一段式种植体。","个",585,null,null,"国械注进20163171541","纯钛人工牙种植体及附件 SS SA Implant","奥齿泰种植体有限责任公司Osstem Implant Co.,Ltd.","奥齿泰（北京）商贸有限公司","1321d4d5-b3c3-11eb-a006-0050568f9c84","纯钛人工牙种植体及附件-种植体套装","直径：4.9mm，长度：13mm,穿龈高度：2mm","SS2W5013S20","纯钛","C0702011370100108491",null,null,"尚无国家医保编码"]
[17,"J01150001","TS SA种植体系统","四级纯钛种植体产品系统","奥齿泰（北京）商贸有限公司","奥齿泰种植体有限责任公司Osstem Implant Co.,Ltd.","种植体（含覆盖螺丝）","国械注进20163171541","纯钛人工牙种植体及附件 SS SA Implant","国械注进20163631541","四级纯钛","不含临时种植体、穿颧种植体和一段式种植体。","个",585,null,null,"国械注进20163171541","纯钛人工牙种植体及附件 SS SA Implant","奥齿泰种植体有限责任公司Osstem Implant Co.,Ltd.","奥齿泰（北京）商贸有限公司","1321d4d5-b3c3-11eb-a006-0050568f9c84","纯钛人工牙种植体及附件-种植体套装","直径：3.75mm，长度：8.5mm,穿龈高度：2.8mm","SS3R3508S28","纯钛","C0702011370100108491",null,null,"尚无国家医保编码"]
[17,"J01150001","TS SA种植体系统","四级纯钛种植体产品系统","奥齿泰（北京）商贸有限公司","奥齿泰种植体有限责任公司Osstem Implant Co.,Ltd.","种植体（含覆盖螺丝）","国械注进20163171541","纯钛人工牙种植体及附件 SS SA Implant","国械注进20163631541","四级纯钛","不含临时种植体、穿颧种植体和一段式种植体。","个",585,null,null,"国械注进20163171541","纯钛人工牙种植体及附件 SS SA Implant","奥齿泰种植体有限责任公司Osstem Implant Co.,Ltd.","奥齿泰（北京）商贸有限公司","1321d4d5-b3c3-11eb-a006-0050568f9c84","纯钛人工牙种植体及附件-种植体套装","直径：4.25mm，长度：13mm,穿龈高度：1.8mm","SS3R4013S18","纯钛","C0702011370100108491",null,null,"尚无国家医保编码"]
[12,"J01150001","TS SA种植体系统","四级纯钛种植体产品系统","奥齿泰（北京）商贸有限公司","奥齿泰种植体有限责任公司Osstem Implant Co.,Ltd.","种植体（含覆盖螺丝）","国械注进20153172257","种植体系统OsstemImplant System","国械注进20153632257","四级纯钛","不含临时种植体、穿颧种植体和一段式种植体。","个",585,null,null,"国械注进20153172257","种植体系统OsstemImplant System","奥齿泰种植体有限责任公司Osstem Implant Co.,Ltd.","奥齿泰（北京）商贸有限公司","c1b4474b-fe30-11ea-bf70-fa163e0a8baf","种植体系统","直径：3.5mm，长度：15mm","TS2M3515S","纯钛","C0702011370100108491",null,null,"尚无国家医保编码"]
[12,"J01150001","TS SA种植体系统","四级纯钛种植体产品系统","奥齿泰（北京）商贸有限公司","奥齿泰种植体有限责任公司Osstem Implant Co.,Ltd.","种植体（含覆盖螺丝）","国械注进20153172257","种植体系统OsstemImplant System","国械注进20153632257","四级纯钛","不含临时种植体、穿颧种植体和一段式种植体。","个",585,null,null,"国械注进20153172257","种植体系统OsstemImplant System","奥齿泰种植体有限责任公司Osstem Implant Co.,Ltd.","奥齿泰（北京）商贸有限公司","c1b4474b-fe30-11ea-bf70-fa163e0a8baf","种植体系统","直径：4.4mm，长度：13mm","TS2S4513S","纯钛","C0702011370100108491",null,null,"尚无国家医保编码"]
[207,"S01980001","拜阿蒙牙种植体系统","四级纯钛种植体产品系统","四川拜阿蒙生物活性材料有限责任公司","四川拜阿蒙生物活性材料有限责任公司","种植体（含覆盖螺丝）","国械注准20183171641","牙种植体",null,"四级纯钛","不含临时种植体、穿颧种植体和一段式种植体。","个",520,null,null,"国械注准20183171641","牙种植体","四川拜阿蒙生物活性材料有限责任公司","四川拜阿蒙生物活性材料有限责任公司",null,"牙种植体",3715,"ZCH1","四级纯钛",{"$nulls":3},"尚无国家医保编码"]
[207,"S01980001","拜阿蒙牙种植体系统","四级纯钛种植体产品系统","四川拜阿蒙生物活性材料有限责任公司","四川拜阿蒙生物活性材料有限责任公司","种植体（含覆盖螺丝）","国械注准20183171641","牙种植体",null,"四级纯钛","不含临时种植体、穿颧种植体和一段式种植体。","个",520,null,null,"国械注准20183171641","牙种植体","四川拜阿蒙生物活性材料有限责任公司","四川拜阿蒙生物活性材料有限责任公司",null,"牙种植体",4510,"ZCH1","四级纯钛",{"$nulls":3},"尚无国家医保编码"]
[207,"S01980001","拜阿蒙牙种植体系统","四级纯钛种植体产品系统","四川拜阿蒙生物活性材料有限责任公司","四川拜阿蒙生物活性材料有限责任公司","种植体（含覆盖螺丝）","国械注准20183171641","牙种植体",null,"四级纯钛","不含临时种植体、穿颧种植体和一段式种植体。","个",520,null,null,"国械注准20183171641","牙种植体","四川拜阿蒙生物活性材料有限责任公司","四川拜阿蒙生物活性材料有限责任公司",null,"牙种植体",3308,"ZCT1","四级纯钛",{"$nulls":3},"尚无国家医保编码"]
[207,"S01980001","拜阿蒙牙种植体系统","四级纯钛种植体产品系统","四川拜阿蒙生物活性材料有限责任公司","四川拜阿蒙生物活性材料有限责任公司","种植体（含覆盖螺丝）","国械注准20183171641","牙种植体",null,"四级纯钛","不含临时种植体、穿颧种植体和一段式种植体。","个",520,null,null,"国械注准20183171641","牙种植体","四川拜阿蒙生物活性材料有限责任公司","四川拜阿蒙生物活性材料有限责任公司",null,"牙种植体",4209,"ZCT1","四级纯钛",{"$nulls":3},"尚无国家医保编码"]
[207,"S01980001","拜阿蒙牙种植体系统","四级纯钛种植体产品系统","四川拜阿蒙生物活性材料有限责任公司","四川拜阿蒙生物活性材料有限责任公司","种植体（含覆盖螺丝）","国械注准20183171641","牙种植体",null,"四级纯钛","不含临时种植体、穿颧种植体和一段式种植体。","个",520,null,null,"国械注准20183171641","牙种植体","四川拜阿蒙生物活性材料有限责任公司","四川拜阿蒙生物活性材料有限责任公司",null,"牙种植体",5515,"ZCT1","四级纯钛",{"$nulls":3},"尚无国家医保编码"]
[207,"S01980001","拜阿蒙牙种植体系统","四级纯钛种植体产品系统","四川拜阿蒙生物活性材料有限责任公司","四川拜阿蒙生物活性材料有限责任公司","种植体（含覆盖螺丝）","国械注准20183171641","牙种植体",null,"四级纯钛","不含临时种植体、穿颧种植体和一段式种植体。","个",520,null,null,"国械注准20183171641","牙种植体","四川拜阿蒙生物活性材料有限责任公司","四川拜阿蒙生物活性材料有限责任公司",null,"牙种植体",6009,"ZCT1","四级纯钛",{"$nulls":3},"尚无国家医保编码"]
[207,"S01980001","拜阿蒙牙种植体系统","四级纯钛种植体产品系统","四川拜阿蒙生物活性材料有限责任公司","四川拜阿蒙生物活性材料有限责任公司","种植体（含覆盖螺丝）","国械注准20183171641","牙种植体",null,"四级纯钛","不含临时种植体、穿颧种植体和一段式种植体。","个",520,null,null,"国械注准20183171641","牙种植体","四川拜阿蒙生物活性材料有限责任公司","四川拜阿蒙生物活性材料有限责任公司",null,"牙种植体",3710,"ZCH2","四级纯钛",{"$nulls":3},"尚无国家医保编码"]
[207,"S01980001","拜阿蒙牙种植体系统","四级纯钛种植体产品系统","四川拜阿蒙生物活性材料有限责任公司","四川拜阿蒙生物活性材料有限责任公司","种植体（含覆盖螺丝）","国械注准20183171641","牙种植体",null,"四级纯钛","不含临时种植体、穿颧种植体和一段式种植体。","个",520,null,null,"国械注准20183171641","牙种植体","四川拜阿蒙生物活性材料有限责任公司","四川拜阿蒙生物活性材料有限责任公司",null,"牙种植体",5510,"ZCH2","四级纯钛",{"$nulls":3},"尚无国家医保编码"]
[207,"S01980001","拜阿蒙牙种植体系统","四级纯钛种植体产品系统","四川拜阿蒙生物活性材料有限责任公司","四川拜阿蒙生物活性材料有限责任公司","种植体（含覆盖螺丝）","国械注准20183171641","牙种植体",null,"四级纯钛","不含临时种植体、穿颧种植体和一段式种植体。","个",520,null,null,"国械注准20183171641","牙种植体","四川拜阿蒙生物活性材料有限责任公司","四川拜阿蒙生物活性材料有限责任公司",null,"牙种植体",3312,"ZCT2","四级纯钛",{"$nulls":3},"尚无国家医保编码"]
[207,"S01980001","拜阿蒙牙种植体系统","四级纯钛种植体产品系统","四川拜阿蒙生物活性材料有限责任公司","四川拜阿蒙生物活性材料有限责任公司","种植体（含覆盖螺丝）","国械注准20183171641","牙种植体",null,"四级纯钛","不含临时种植体、穿颧种植体和一段式种植体。","个",520,null,null,"国械注准20183171641","牙种植体","四川拜阿蒙生物活性材料有限责任公司","四川拜阿蒙生物活性材料有限责任公司",null,"牙种植体",4014,"ZCT2","四级纯钛",{"$nulls":3},"尚无国家医保编码"]
[207,"S01980001","拜阿蒙牙种植体系统","四级纯钛种植体产品系统","四川拜阿蒙生物活性材料有限责任公司","四川拜阿蒙生物活性材料有限责任公司","种植体（含覆盖螺丝）","国械注准20183171641","牙种植体",null,"四级纯钛","不含临时种植体、穿颧种植体和一段式种植体。","个",520,null,null,"国械注准20183171641","牙种植体","四川拜阿蒙生物活性材料有限责任公司","四川拜阿蒙生物活性材料有限责任公司",null,"牙种植体",4514,"ZCT2","四级纯钛",{"$nulls":3},"尚无国家医保编码"]
[207,"S01980001","拜阿蒙牙种植体系统","四级纯钛种植体产品系统","四川拜阿蒙生物活性材料有限责任公司","四川拜阿蒙生物活性材料有限责任公司","种植体（含覆盖螺丝）","国械注准20183171641","牙种植体",null,"四级纯钛","不含临时种植体、穿颧种植体和一段式种植体。","个",520,null,null,"国械注准20183171641","牙种植体","四川拜阿蒙生物活性材料有限责任公司","四川拜阿蒙生物活性材料有限责任公司",null,"牙种植体",4515,"ZCT2","四级纯钛",{"$nulls":3},"尚无国家医保编码"]
[207,"S01980001","拜阿蒙牙种植体系统","四级纯钛种植体产品系统","四川拜阿蒙生物活性材料有限责任公司","四川拜阿蒙生物活性材料有限责任公司","种植体（含覆盖螺丝）","国械注准20183171641","牙种植体",null,"四级纯钛","不含临时种植体、穿颧种植体和一段式种植体。","个",520,null,null,"国械注准20183171641","牙种植体","四川拜阿蒙生物活性材料有限责任公司","四川拜阿蒙生物活性材料有限责任公司",null,"牙种植体",5008,"ZCT2","四级纯钛",{"$nulls":3},"尚无国家医保编码"]
[207,"S01980001","拜阿蒙牙种植体系统","四级纯钛种植体产品系统","四川拜阿蒙生物活性材料有限责任公司","四川拜阿蒙生物活性材料有限责任公司","种植体（含覆盖螺丝）","国械注准20183171641","牙种植体",null,"四级纯钛","不含临时种植体、穿颧种植体和一段式种植体。","个",520,null,null,"国械注准20183171641","牙种植体","四川拜阿蒙生物活性材料有限责任公司","四川拜阿蒙生物活性材料有限责任公司",null,"牙种植体",5009,"ZCT2","四级纯钛",{"$nulls":3},"尚无国家医保编码"]
[207,"S01980001","拜阿蒙牙种植体系统","四级纯钛种植体产品系统","四川拜阿蒙生物活性材料有限责任公司","四川拜阿蒙生物活性材料有限责任公司","种植体（含覆盖螺丝）","国械注准20183171641","牙种植体",null,"四级纯钛","不含临时种植体、穿颧种植体和一段式种植体。","个",520,null,null,"国械注准20183171641","牙种植体","四川拜阿蒙生物活性材料有限责任公司","四川拜阿蒙生物活性材料有限责任公司",null,"牙种植体",5010,"ZCT2","四级纯钛",{"$nulls":3},"尚无国家医保编码"]
[207,"S01980001","拜阿蒙牙种植体系统","四级纯钛种植体产品系统","四川拜阿蒙生物活性材料有限责任公司","四川拜阿蒙生物活性材料有限责任公司","种植体（含覆盖螺丝）","国械注准20183171641","牙种植体",null,"四级纯钛","不含临时种植体、穿颧种植体和一段式种植体。","个",520,null,null,"国械注准20183171641","牙种植体","四川拜阿蒙生物活性材料有限责任公司","四川拜阿蒙生物活性材料有限责任公司",null,"牙种植体",5012,"ZCT2","四级纯钛",{"$nulls":3},"尚无国家医保编码"]
[207,"S01980001","拜阿蒙牙种植体系统","四级纯钛种植体产品系统","四川拜阿蒙生物活性材料有限责任公司","四川拜阿蒙生物活性材料有限责任公司","种植体（含覆盖螺丝）","国械注准20183171641","牙种植体",null,"四级纯钛","不含临时种植体、穿颧种植体和一段式种植体。","个",520,null,null,"国械注准20183171641","牙种植体","四川拜阿蒙生物活性材料有限责任公司","四川拜阿蒙生物活性材料有限责任公司",null,"牙种植体",5014,"ZCT2","四级纯钛",{"$nulls":3},"尚无国家医保编码"]
[207,"S01980001","拜阿蒙牙种植体系统","四级纯钛种植体产品系统","四川拜阿蒙生物活性材料有限责任公司","四川拜阿蒙生物活性材料有限责任公司","种植体（含覆盖螺丝）","国械注准20183171641","牙种植体",null,"四级纯钛","不含临时种植体、穿颧种植体和一段式种植体。","个",520,null,null,"国械注准20183171641","牙种植体","四川拜阿蒙生物活性材料有限责任公司","四川拜阿蒙生物活性材料有限责任公司",null,"牙种植体",5015,"ZCT2","四级纯钛",{"$nulls":3},"尚无国家医保编码"]
[207,"S01980001","拜阿蒙牙种植体系统","四级纯钛种植体产品系统","四川拜阿蒙生物活性材料有限责任公司","四川拜阿蒙生物活性材料有限责任公司","种植体（含覆盖螺丝）","国械注准20183171641","牙种植体",null,"四级纯钛","不含临时种植体、穿颧种植体和一段式种植体。","个",520,null,null,"国械注准20183171641","牙种植体","四川拜阿蒙生物活性材料有限责任公司","四川拜阿蒙生物活性材料有限责任公司",null,"牙种植体",5508,"ZCT2","四级纯钛",{"$nulls":3},"尚无国家医保编码"]
[207,"S01980001","拜阿蒙牙种植体系统","四级纯钛种植体产品系统","四川拜阿蒙生物活性材料有限责任公司","四川拜阿蒙生物活性材料有限责任公司","种植体（含覆盖螺丝）","国械注准20183171641","牙种植体",null,"四级纯钛","不含临时种植体、穿颧种植体和一段式种植体。","个",520,null,null,"国械注准20183171641","牙种植体","四川拜阿蒙生物活性材料有限责任公司","四川拜阿蒙生物活性材料有限责任公司",null,"牙种植体",5509,"ZCT2","四级纯钛",{"$nulls":3},"尚无国家医保编码"]
[207,"S01980001","拜阿蒙牙种植体系统","四级纯钛种植体产品系统","四川拜阿蒙生物活性材料有限责任公司","四川拜阿蒙生物活性材料有限责任公司","种植体（含覆盖螺丝）","国械注准20183171641","牙种植体",null,"四级纯钛","不含临时种植体、穿颧种植体和一段式种植体。","个",520,null,null,"国械注准20183171641","牙种植体","四川拜阿蒙生物活性材料有限责任公司","四川拜阿蒙生物活性材料有限责任公司",null,"牙种植体",5510,"ZCT2","四级纯钛",{"$nulls":3},"尚无国家医保编码"]
[207,"S01980001","拜阿蒙牙种植体系统","四级纯钛种植体产品系统","四川拜阿蒙生物活性材料有限责任公司","四川拜阿蒙生物活性材料有限责任公司","种植体（含覆盖螺丝）","国械注准20183171641","牙种植体",null,"四级纯钛","不含临时种植体、穿颧种植体和一段式种植体。","个",520,null,null,"国械注准20183171641","牙种植体","四川拜阿蒙生物活性材料有限责任公司","四川拜阿蒙生物活性材料有限责任公司",null,"牙种植体",5512,"ZCT2","四级纯钛",{"$nulls":3},"尚无国家医保编码"]
[207,"S01980001","拜阿蒙牙种植体系统","四级纯钛种植体产品系统","四川拜阿蒙生物活性材料有限责任公司","四川拜阿蒙生物活性材料有限责任公司","种植体（含覆盖螺丝）","国械注准20183171641","牙种植体",null,"四级纯钛","不含临时种植体、穿颧种植体和一段式种植体。","个",520,null,null,"国械注准20183171641","牙种植体","四川拜阿蒙生物活性材料有限责任公司","四川拜阿蒙生物活性材料有限责任公司",null,"牙种植体",5514,"ZCT2","四级纯钛",{"$nulls":3},"尚无国家医保编码"]
[207,"S01980001","拜阿蒙牙种植体系统","四级纯钛种植体产品系统","四川拜阿蒙生物活性材料有限责任公司","四川拜阿蒙生物活性材料有限责任公司","种植体（含覆盖螺丝）","国械注准20183171641","牙种植体",null,"四级纯钛","不含临时种植体、穿颧种植体和一段式种植体。","个",520,null,null,"国械注准20183171641","牙种植体","四川拜阿蒙生物活性材料有限责任公司","四川拜阿蒙生物活性材料有限责任公司",null,"牙种植体",5515,"ZCT2","四级纯钛",{"$nulls":3},"尚无国家医保编码"]
[207,"S01980001","拜阿蒙牙种植体系统","四级纯钛种植体产品系统","四川拜阿蒙生物活性材料有限责任公司","四川拜阿蒙生物活性材料有限责任公司","种植体（含覆盖螺丝）","国械注准20183171641","牙种植体",null,"四级纯钛","不含临时种植体、穿颧种植体和一段式种植体。","个",520,null,null,"国械注准20183171641","牙种植体","四川拜阿蒙生物活性材料有限责任公司","四川拜阿蒙生物活性材料有限责任公司",null,"牙种植体",6008,"ZCT2","四级纯钛",{"$nulls":3},"尚无国家医保编码"]
[207,"S01980001","拜阿蒙牙种植体系统","四级纯钛种植体产品系统","四川拜阿蒙生物活性材料有限责任公司","四川拜阿蒙生物活性材料有限责任公司","种植体（含覆盖螺丝）","国械注准20183171641","牙种植体",null,"四级纯钛","不含临时种植体、穿颧种植体和一段式种植体。","个",520,null,null,"国械注准20183171641","牙种植体","四川拜阿蒙生物活性材料有限责任公司","四川拜阿蒙生物活性材料有限责任公司",null,"牙种植体",6009,"ZCT2","四级纯钛",{"$nulls":3},"尚无国家医保编码"]
[207,"S01980001","拜阿蒙牙种植体系统","四级纯钛种植体产品系统","四川拜阿蒙生物活性材料有限责任公司","四川拜阿蒙生物活性材料有限责任公司","种植体（含覆盖螺丝）","国械注准20183171641","牙种植体",null,"四级纯钛","不含临时种植体、穿颧种植体和一段式种植体。","个",520,null,null,"国械注准20183171641","牙种植体","四川拜阿蒙生物活性材料有限责任公司","四川拜阿蒙生物活性材料有限责任公司",null,"牙种植体",6010,"ZCT2","四级纯钛",{"$nulls":3},"尚无国家医保编码"]
[207,"S01980001","拜阿蒙牙种植体系统","四级纯钛种植体产品系统","四川拜阿蒙生物活性材料有限责任公司","四川拜阿蒙生物活性材料有限责任公司","种植体（含覆盖螺丝）","国械注准20183171641","牙种植体",null,"四级纯钛","不含临时种植体、穿颧种植体和一段式种植体。","个",520,null,null,"国械注准20183171641","牙种植体","四川拜阿蒙生物活性材料有限责任公司","四川拜阿蒙生物活性材料有限责任公司",null,"牙种植体",6012,"ZCT2","四级纯钛",{"$nulls":3},"尚无国家医保编码"]
[207,"S01980001","拜阿蒙牙种植体系统","四级纯钛种植体产品系统","四川拜阿蒙生物活性材料有限责任公司","四川拜阿蒙生物活性材料有限责任公司","种植体（含覆盖螺丝）","国械注准20183171641","牙种植体",null,"四级纯钛","不含临时种植体、穿颧种植体和一段式种植体。","个",520,null,null,"国械注准20183171641","牙种植体","四川拜阿蒙生物活性材料有限责任公司","四川拜阿蒙生物活性材料有限责任公司",null,"牙种植体",6014,"ZCT2","四级纯钛",{"$nulls":3},"尚无国家医保编码"]
[207,"S01980001","拜阿蒙牙种植体系统","四级纯钛种植体产品系统","四川拜阿蒙生物活性材料有限责任公司","四川拜阿蒙生物活性材料有限责任公司","种植体（含覆盖螺丝）","国械注准20183171641","牙种植体",null,"四级纯钛","不含临时种植体、穿颧种植体和一段式种植体。","个",520,null,null,"国械注准20183171641","牙种植体","四川拜阿蒙生物活性材料有限责任公司","四川拜阿蒙生物活性材料有限责任公司",null,"牙种植体",6015,"ZCT2","四级纯钛",{"$nulls":3},"尚无国家医保编码"]
[207,"S01980001","拜阿蒙牙种植体系统","四级纯钛种植体产品系统","四川拜阿蒙生物活性材料有限责任公司","四川拜阿蒙生物活性材料有限责任公司","种植体（含覆盖螺丝）","国械注准20183171641","牙种植体",null,"四级纯钛","不含临时种植体、穿颧种植体和一段式种植体。","个",520,null,null,"国械注准20183171641","牙种植体","四川拜阿蒙生物活性材料有限责任公司","四川拜阿蒙生物活性材料有限责任公司",null,"牙种植体",3308,"ZCH5","四级纯钛",{"$nulls":3},"尚无国家医保编码"]
[207,"S01980001","拜阿蒙牙种植体系统","四级纯钛种植体产品系统","四川拜阿蒙生物活性材料有限责任公司","四川拜阿蒙生物活性材料有限责任公司","种植体（含覆盖螺丝）","国械注准20183171641","牙种植体",null,"四级纯钛","不含临时种植体、穿颧种植体和一段式种植体。","个",520,null,null,"国械注准20183171641","牙种植体","四川拜阿蒙生物活性材料有限责任公司","四川拜阿蒙生物活性材料有限责任公司",null,"牙种植体",3309,"ZCH5","四级纯钛",{"$nulls":3},"尚无国家医保编码"]
[207,"S01980001","拜阿蒙牙种植体系统","四级纯钛种植体产品系统","四川拜阿蒙生物活性材料有限责任公司","四川拜阿蒙生物活性材料有限责任公司","种植体（含覆盖螺丝）","国械注准20183171641","牙种植体",null,"四级纯钛","不含临时种植体、穿颧种植体和一段式种植体。","个",520,null,null,"国械注准20183171641","牙种植体","四川拜阿蒙生物活性材料有限责任公司","四川拜阿蒙生物活性材料有限责任公司",null,"牙种植体",3310,"ZCH5","四级纯钛",{"$nulls":3},"尚无国家医保编码"]
[207,"S01980001","拜阿蒙牙种植体系统","四级纯钛种植体产品系统","四川拜阿蒙生物活性材料有限责任公司","四川拜阿蒙生物活性材料有限责任公司","种植体（含覆盖螺丝）","国械注准20183171641","牙种植体",null,"四级纯钛","不含临时种植体、穿颧种植体和一段式种植体。","个",520,null,null,"国械注准20183171641","牙种植体","四川拜阿蒙生物活性材料有限责任公司","四川拜阿蒙生物活性材料有限责任公司",null,"牙种植体",3312,"ZCH5","四级纯钛",{"$nulls":3},"尚无国家医保编码"]
[207,"S01980001","拜阿蒙牙种植体系统","四级纯钛种植体产品系统","四川拜阿蒙生物活性材料有限责任公司","四川拜阿蒙生物活性材料有限责任公司","种植体（含覆盖螺丝）","国械注准20183171641","牙种植体",null,"四级纯钛","不含临时种植体、穿颧种植体和一段式种植体。","个",520,null,null,"国械注准20183171641","牙种植体","四川拜阿蒙生物活性材料有限责任公司","四川拜阿蒙生物活性材料有限责任公司",null,"牙种植体",3314,"ZCH5","四级纯钛",{"$nulls":3},"尚无国家医保编码"]
[207,"S01980001","拜阿蒙牙种植体系统","四级纯钛种植体产品系统","四川拜阿蒙生物活性材料有限责任公司","四川拜阿蒙生物活性材料有限责任公司","种植体（含覆盖螺丝）","国械注准20183171641","牙种植体",null,"四级纯钛","不含临时种植体、穿颧种植体和一段式种植体。","个",520,null,null,"国械注准20183171641","牙种植体","四川拜阿蒙生物活性材料有限责任公司","四川拜阿蒙生物活性材料有限责任公司",null,"牙种植体",3315,"ZCH5","四级纯钛",{"$nulls":3},"尚无国家医保编码"]
[207,"S01980001","拜阿蒙牙种植体系统","四级纯钛种植体产品系统","四川拜阿蒙生物活性材料有限责任公司","四川拜阿蒙生物活性材料有限责任公司","种植体（含覆盖螺丝）","国械注准20183171641","牙种植体",null,"四级纯钛","不含临时种植体、穿颧种植体和一段式种植体。","个",520,null,null,"国械注准20183171641","牙种植体","四川拜阿蒙生物活性材料有限责任公司","四川拜阿蒙生物活性材料有限责任公司",null,"牙种植体",3508,"ZCH5","四级纯钛",{"$nulls":3},"尚无国家医保编码"]
[207,"S01980001","拜阿蒙牙种植体系统","四级纯钛种植体产品系统","四川拜阿蒙生物活性材料有限责任公司","四川拜阿蒙生物活性材料有限责任公司","种植体（含覆盖螺丝）","国械注准20183171641","牙种植体",null,"四级纯钛","不含临时种植体、穿颧种植体和一段式种植体。","个",520,null,null,"国械注准20183171641","牙种植体","四川拜阿蒙生物活性材料有限责任公司","四川拜阿蒙生物活性材料有限责任公司",null,"牙种植体",3509,"ZCH5","四级纯钛",{"$nulls":3},"尚无国家医保编码"]
[207,"S01980001","拜阿蒙牙种植体系统","四级纯钛种植体产品系统","四川拜阿蒙生物活性材料有限责任公司","四川拜阿蒙生物活性材料有限责任公司","种植体（含覆盖螺丝）","国械注准20183171641","牙种植体",null,"四级纯钛","不含临时种植体、穿颧种植体和一段式种植体。","个",520,null,null,"国械注准20183171641","牙种植体","四川拜阿蒙生物活性材料有限责任公司","四川拜阿蒙生物活性材料有限责任公司",null,"牙种植体",3510,"ZCH5","四级纯钛",{"$nulls":3},"尚无国家医保编码"]
[207,"S01980001","拜阿蒙牙种植体系统","四级纯钛种植体产品系统","四川拜阿蒙生物活性材料有限责任公司","四川拜阿蒙生物活性材料有限责任公司","种植体（含覆盖螺丝）","国械注准20183171641","牙种植体",null,"四级纯钛","不含临时种植体、穿颧种植体和一段式种植体。","个",520,null,null,"国械注准20183171641","牙种植体","四川拜阿蒙生物活性材料有限责任公司","四川拜阿蒙生物活性材料有限责任公司",null,"牙种植体",3512,"ZCH5","四级纯钛",{"$nulls":3},"尚无国家医保编码"]
[207,"S01980001","拜阿蒙牙种植体系统","四级纯钛种植体产品系统","四川拜阿蒙生物活性材料有限责任公司","四川拜阿蒙生物活性材料有限责任公司","种植体（含覆盖螺丝）","国械注准20183171641","牙种植体",null,"四级纯钛","不含临时种植体、穿颧种植体和一段式种植体。","个",520,null,null,"国械注准20183171641","牙种植体","四川拜阿蒙生物活性材料有限责任公司","四川拜阿蒙生物活性材料有限责任公司",null,"牙种植体",3514,"ZCH5","四级纯钛",{"$nulls":3},"尚无国家医保编码"]
[207,"S01980001","拜阿蒙牙种植体系统","四级纯钛种植体产品系统","四川拜阿蒙生物活性材料有限责任公司","四川拜阿蒙生物活性材料有限责任公司","种植体（含覆盖螺丝）","国械注准20183171641","牙种植体",null,"四级纯钛","不含临时种植体、穿颧种植体和一段式种植体。","个",520,null,null,"国械注准20183171641","牙种植体","四川拜阿蒙生物活性材料有限责任公司","四川拜阿蒙生物活性材料有限责任公司",null,"牙种植体",3515,"ZCH5","四级纯钛",{"$nulls":3},"尚无国家医保编码"]
[207,"S01980001","拜阿蒙牙种植体系统","四级纯钛种植体产品系统","四川拜阿蒙生物活性材料有限责任公司","四川拜阿蒙生物活性材料有限责任公司","种植体（含覆盖螺丝）","国械注准20183171641","牙种植体",null,"四级纯钛","不含临时种植体、穿颧种植体和一段式种植体。","个",520,null,null,"国械注准20183171641","牙种植体","四川拜阿蒙生物活性材料有限责任公司","四川拜阿蒙生物活性材料有限责任公司",null,"牙种植体",3708,"ZCH5","四级纯钛",{"$nulls":3},"尚无国家医保编码"]
[207,"S01980001","拜阿蒙牙种植体系统","四级纯钛种植体产品系统","四川拜阿蒙生物活性材料有限责任公司","四川拜阿蒙生物活性材料有限责任公司","种植体（含覆盖螺丝）","国械注准20183171641","牙种植体",null,"四级纯钛","不含临时种植体、穿颧种植体和一段式种植体。","个",520,null,null,"国械注准20183171641","牙种植体","四川拜阿蒙生物活性材料有限责任公司","四川拜阿蒙生物活性材料有限责任公司",null,"牙种植体",3709,"ZCH5","四级纯钛",{"$nulls":3},"尚无国家医保编码"]
[207,"S01980001","拜阿蒙牙种植体系统","四级纯钛种植体产品系统","四川拜阿蒙生物活性材料有限责任公司","四川拜阿蒙生物活性材料有限责任公司","种植体（含覆盖螺丝）","国械注准20183171641","牙种植体",null,"四级纯钛","不含临时种植体、穿颧种植体和一段式种植体。","个",520,null,null,"国械注准20183171641","牙种植体","四川拜阿蒙生物活性材料有限责任公司","四川拜阿蒙生物活性材料有限责任公司",null,"牙种植体",3710,"ZCH5","四级纯钛",{"$nulls":3},"尚无国家医保编码"]
[207,"S01980001","拜阿蒙牙种植体系统","四级纯钛种植体产品系统","四川拜阿蒙生物活性材料有限责任公司","四川拜阿蒙生物活性材料有限责任公司","种植体（含覆盖螺丝）","国械注准20183171641","牙种植体",null,"四级纯钛","不含临时种植体、穿颧种植体和一段式种植体。","个",520,null,null,"国械注准20183171641","牙种植体","四川拜阿蒙生物活性材料有限责任公司","四川拜阿蒙生物活性材料有限责任公司",null,"牙种植体",3712,"ZCH5","四级纯钛",{"$nulls":3},"尚无国家医保编码"]
[207,"S01980001","拜阿蒙牙种植体系统","四级纯钛种植体产品系统","四川拜阿蒙生物活性材料有限责任公司","四川拜阿蒙生物活性材料有限责任公司","种植体（含覆盖螺丝）","国械注准20183171641","牙种植体",null,"四级纯钛","不含临时种植体、穿颧种植体和一段式种植体。","个",520,null,null,"国械注准20183171641","牙种植体","四川拜阿蒙生物活性材料有限责任公司","四川拜阿蒙生物活性材料有限责任公司",null,"牙种植体",3714,"ZCH5","四级纯钛",{"$nulls":3},"尚无国家医保编码"]
[207,"S01980001","拜阿蒙牙种植体系统","四级纯钛种植体产品系统","四川拜阿蒙生物活性材料有限责任公司","四川拜阿蒙生物活性材料有限责任公司","种植体（含覆盖螺丝）","国械注准20183171641","牙种植体",null,"四级纯钛","不含临时种植体、穿颧种植体和一段式种植体。","个",520,null,null,"国械注准20183171641","牙种植体","四川拜阿蒙生物活性材料有限责任公司","四川拜阿蒙生物活性材料有限责任公司",null,"牙种植体",3715,"ZCH5","四级纯钛",{"$nulls":3},"尚无国家医保编码"]
[207,"S01980001","拜阿蒙牙种植体系统","四级纯钛种植体产品系统","四川拜阿蒙生物活性材料有限责任公司","四川拜阿蒙生物活性材料有限责任公司","种植体（含覆盖螺丝）","国械注准20183171641","牙种植体",null,"四级纯钛","不含临时种植体、穿颧种植体和一段式种植体。","个",520,null,null,"国械注准20183171641","牙种植体","四川拜阿蒙生物活性材料有限责任公司","四川拜阿蒙生物活性材料有限责任公司",null,"牙种植体",4008,"ZCH5","四级纯钛",{"$nulls":3},"尚无国家医保编码"]
[207,"S01980001","拜阿蒙牙种植体系统","四级纯钛种植体产品系统","四川拜阿蒙生物活性材料有限责任公司","四川拜阿蒙生物活性材料有限责任公司","种植体（含覆盖螺丝）","国械注准20183171641","牙种植体",null,"四级纯钛","不含临时种植体、穿颧种植体和一段式种植体。","个",520,null,null,"国械注准20183171641","牙种植体","四川拜阿蒙生物活性材料有限责任公司","四川拜阿蒙生物活性材料有限责任公司",null,"牙种植体",4009,"ZCH5","四级纯钛",{"$nulls":3},"尚无国家医保编码"]
[207,"S01980001","拜阿蒙牙种植体系统","四级纯钛种植体产品系统","四川拜阿蒙生物活性材料有限责任公司","四川拜阿蒙生物活性材料有限责任公司","种植体（含覆盖螺丝）","国械注准20183171641","牙种植体",null,"四级纯钛","不含临时种植体、穿颧种植体和一段式种植体。","个",520,null,null,"国械注准20183171641","牙种植体","四川拜阿蒙生物活性材料有限责任公司","四川拜阿蒙生物活性材料有限责任公司",null,"牙种植体",4010,"ZCH5","四级纯钛",{"$nulls":3},"尚无国家医保编码"]
[207,"S01980001","拜阿蒙牙种植体系统","四级纯钛种植体产品系统","四川拜阿蒙生物活性材料有限责任公司","四川拜阿蒙生物活性材料有限责任公司","种植体（含覆盖螺丝）","国械注准20183171641","牙种植体",null,"四级纯钛","不含临时种植体、穿颧种植体和一段式种植体。","个",520,null,null,"国械注准20183171641","牙种植体","四川拜阿蒙生物活性材料有限责任公司","四川拜阿蒙生物活性材料有限责任公司",null,"牙种植体",4012,"ZCH5","四级纯钛",{"$nulls":3},"尚无国家医保编码"]
[207,"S01980001","拜阿蒙牙种植体系统","四级纯钛种植体产品系统","四川拜阿蒙生物活性材料有限责任公司","四川拜阿蒙生物活性材料有限责任公司","种植体（含覆盖螺丝）","国械注准20183171641","牙种植体",null,"四级纯钛","不含临时种植体、穿颧种植体和一段式种植体。","个",520,null,null,"国械注准20183171641","牙种植体","四川拜阿蒙生物活性材料有限责任公司","四川拜阿蒙生物活性材料有限责任公司",null,"牙种植体",4014,"ZCH5","四级纯钛",{"$nulls":3},"尚无国家医保编码"]
[207,"S01980001","拜阿蒙牙种植体系统","四级纯钛种植体产品系统","四川拜阿蒙生物活性材料有限责任公司","四川拜阿蒙生物活性材料有限责任公司","种植体（含覆盖螺丝）","国械注准20183171641","牙种植体",null,"四级纯钛","不含临时种植体、穿颧种植体和一段式种植体。","个",520,null,null,"国械注准20183171641","牙种植体","四川拜阿蒙生物活性材料有限责任公司","四川拜阿蒙生物活性材料有限责任公司",null,"牙种植体",4015,"ZCH5","四级纯钛",{"$nulls":3},"尚无国家医保编码"]
[207,"S01980001","拜阿蒙牙种植体系统","四级纯钛种植体产品系统","四川拜阿蒙生物活性材料有限责任公司","四川拜阿蒙生物活性材料有限责任公司","种植体（含覆盖螺丝）","国械注准20183171641","牙种植体",null,"四级纯钛","不含临时种植体、穿颧种植体和一段式种植体。","个",520,null,null,"国械注准20183171641","牙种植体","四川拜阿蒙生物活性材料有限责任公司","四川拜阿蒙生物活性材料有限责任公司",null,"牙种植体",4208,"ZCH5","四级纯钛",{"$nulls":3},"尚无国家医保编码"]
[207,"S01980001","拜阿蒙牙种植体系统","四级纯钛种植体产品系统","四川拜阿蒙生物活性材料有限责任公司","四川拜阿蒙生物活性材料有限责任公司","种植体（含覆盖螺丝）","国械注准20183171641","牙种植体",null,"四级纯钛","不含临时种植体、穿颧种植体和一段式种植体。","个",520,null,null,"国械注准20183171641","牙种植体","四川拜阿蒙生物活性材料有限责任公司","四川拜阿蒙生物活性材料有限责任公司",null,"牙种植体",4209,"ZCH5","四级纯钛",{"$nulls":3},"尚无国家医保编码"]
[207,"S01980001","拜阿蒙牙种植体系统","四级纯钛种植体产品系统","四川拜阿蒙生物活性材料有限责任公司","四川拜阿蒙生物活性材料有限责任公司","种植体（含覆盖螺丝）","国械注准20183171641","牙种植体",null,"四级纯钛","不含临时种植体、穿颧种植体和一段式种植体。","个",520,null,null,"国械注准20183171641","牙种植体","四川拜阿蒙生物活性材料有限责任公司","四川拜阿蒙生物活性材料有限责任公司",null,"牙种植体",4210,"ZCH5","四级纯钛",{"$nulls":3},"尚无国家医保编码"]
[207,"S01980001","拜阿蒙牙种植体系统","四级纯钛种植体产品系统","四川拜阿蒙生物活性材料有限责任公司","四川拜阿蒙生物活性材料有限责任公司","种植体（含覆盖螺丝）","国械注准20183171641","牙种植体",null,"四级纯钛","不含临时种植体、穿颧种植体和一段式种植体。","个",520,null,null,"国械注准20183171641","牙种植体","四川拜阿蒙生物活性材料有限责任公司","四川拜阿蒙生物活性材料有限责任公司",null,"牙种植体",4212,"ZCH5","四级纯钛",{"$nulls":3},"尚无国家医保编码"]
[207,"S01980001","拜阿蒙牙种植体系统","四级纯钛种植体产品系统","四川拜阿蒙生物活性材料有限责任公司","四川拜阿蒙生物活性材料有限责任公司","种植体（含覆盖螺丝）","国械注准20183171641","牙种植体",null,"四级纯钛","不含临时种植体、穿颧种植体和一段式种植体。","个",520,null,null,"国械注准20183171641","牙种植体","四川拜阿蒙生物活性材料有限责任公司","四川拜阿蒙生物活性材料有限责任公司",null,"牙种植体",4214,"ZCH5","四级纯钛",{"$nulls":3},"尚无国家医保编码"]
[207,"S01980001","拜阿蒙牙种植体系统","四级纯钛种植体产品系统","四川拜阿蒙生物活性材料有限责任公司","四川拜阿蒙生物活性材料有限责任公司","种植体（含覆盖螺丝）","国械注准20183171641","牙种植体",null,"四级纯钛","不含临时种植体、穿颧种植体和一段式种植体。","个",520,null,null,"国械注准20183171641","牙种植体","四川拜阿蒙生物活性材料有限责任公司","四川拜阿蒙生物活性材料有限责任公司",null,"牙种植体",4215,"ZCH5","四级纯钛",{"$nulls":3},"尚无国家医保编码"]
[207,"S01980001","拜阿蒙牙种植体系统","四级纯钛种植体产品系统","四川拜阿蒙生物活性材料有限责任公司","四川拜阿蒙生物活性材料有限责任公司","种植体（含覆盖螺丝）","国械注准20183171641","牙种植体",null,"四级纯钛","不含临时种植体、穿颧种植体和一段式种植体。","个",520,null,null,"国械注准20183171641","牙种植体","四川拜阿蒙生物活性材料有限责任公司","四川拜阿蒙生物活性材料有限责任公司",null,"牙种植体",4508,"ZCH5","四级纯钛",{"$nulls":3},"尚无国家医保编码"]
[207,"S01980001","拜阿蒙牙种植体系统","四级纯钛种植体产品系统","四川拜阿蒙生物活性材料有限责任公司","四川拜阿蒙生物活性材料有限责任公司","种植体（含覆盖螺丝）","国械注准20183171641","牙种植体",null,"四级纯钛","不含临时种植体、穿颧种植体和一段式种植体。","个",520,null,null,"国械注准20183171641","牙种植体","四川拜阿蒙生物活性材料有限责任公司","四川拜阿蒙生物活性材料有限责任公司",null,"牙种植体",4509,"ZCH5","四级纯钛",{"$nulls":3},"尚无国家医保编码"]
[207,"S01980001","拜阿蒙牙种植体系统","四级纯钛种植体产品系统","四川拜阿蒙生物活性材料有限责任公司","四川拜阿蒙生物活性材料有限责任公司","种植体（含覆盖螺丝）","国械注准20183171641","牙种植体",null,"四级纯钛","不含临时种植体、穿颧种植体和一段式种植体。","个",520,null,null,"国械注准20183171641","牙种植体","四川拜阿蒙生物活性材料有限责任公司","四川拜阿蒙生物活性材料有限责任公司",null,"牙种植体",4510,"ZCH5","四级纯钛",{"$nulls":3},"尚无国家医保编码"]
[207,"S01980001","拜阿蒙牙种植体系统","四级纯钛种植体产品系统","四川拜阿蒙生物活性材料有限责任公司","四川拜阿蒙生物活性材料有限责任公司","种植体（含覆盖螺丝）","国械注准20183171641","牙种植体",null,"四级纯钛","不含临时种植体、穿颧种植体和一段式种植体。","个",520,null,null,"国械注准20183171641","牙种植体","四川拜阿蒙生物活性材料有限责任公司","四川拜阿蒙生物活性材料有限责任公司",null,"牙种植体",4512,"ZCH5","四级纯钛",{"$nulls":3},"尚无国家医保编码"]
[207,"S01980001","拜阿蒙牙种植体系统","四级纯钛种植体产品系统","四川拜阿蒙生物活性材料有限责任公司","四川拜阿蒙生物活性材料有限责任公司","种植体（含覆盖螺丝）","国械注准20183171641","牙种植体",null,"四级纯钛","不含临时种植体、穿颧种植体和一段式种植体。","个",520,null,null,"国械注准20183171641","牙种植体","四川拜阿蒙生物活性材料有限责任公司","四川拜阿蒙生物活性材料有限责任公司",null,"牙种植体",4514,"ZCH5","四级纯钛",{"$nulls":3},"尚无国家医保编码"]
[207,"S01980001","拜阿蒙牙种植体系统","四级纯钛种植体产品系统","四川拜阿蒙生物活性材料有限责任公司","四川拜阿蒙生物活性材料有限责任公司","种植体（含覆盖螺丝）","国械注准20183171641","牙种植体",null,"四级纯钛","不含临时种植体、穿颧种植体和一段式种植体。","个",520,null,null,"国械注准20183171641","牙种植体","四川拜阿蒙生物活性材料有限责任公司","四川拜阿蒙生物活性材料有限责任公司",null,"牙种植体",4515,"ZCH5","四级纯钛",{"$nulls":3},"尚无国家医保编码"]
[207,"S01980001","拜阿蒙牙种植体系统","四级纯钛种植体产品系统","四川拜阿蒙生物活性材料有限责任公司","四川拜阿蒙生物活性材料有限责任公司","种植体（含覆盖螺丝）","国械注准20183171641","牙种植体",null,"四级纯钛","不含临时种植体、穿颧种植体和一段式种植体。","个",520,null,null,"国械注准20183171641","牙种植体","四川拜阿蒙生物活性材料有限责任公司","四川拜阿蒙生物活性材料有限责任公司",null,"牙种植体",5008,"ZCH5","四级纯钛",{"$nulls":3},"尚无国家医保编码"]
[207,"S01980001","拜阿蒙牙种植体系统","四级纯钛种植体产品系统","四川拜阿蒙生物活性材料有限责任公司","四川拜阿蒙生物活性材料有限责任公司","种植体（含覆盖螺丝）","国械注准20183171641","牙种植体",null,"四级纯钛","不含临时种植体、穿颧种植体和一段式种植体。","个",520,null,null,"国械注准20183171641","牙种植体","四川拜阿蒙生物活性材料有限责任公司","四川拜阿蒙生物活性材料有限责任公司",null,"牙种植体",5009,"ZCH5","四级纯钛",{"$nulls":3},"尚无国家医保编码"]
[207,"S01980001","拜阿蒙牙种植体系统","四级纯钛种植体产品系统","四川拜阿蒙生物活性材料有限责任公司","四川拜阿蒙生物活性材料有限责任公司","种植体（含覆盖螺丝）","国械注准20183171641","牙种植体",null,"四级纯钛","不含临时种植体、穿颧种植体和一段式种植体。","个",520,null,null,"国械注准20183171641","牙种植体","四川拜阿蒙生物活性材料有限责任公司","四川拜阿蒙生物活性材料有限责任公司",null,"牙种植体",5010,"ZCH5","四级纯钛",{"$nulls":3},"尚无国家医保编码"]
[207,"S01980001","拜阿蒙牙种植体系统","四级纯钛种植体产品系统","四川拜阿蒙生物活性材料有限责任公司","四川拜阿蒙生物活性材料有限责任公司","种植体（含覆盖螺丝）","国械注准20183171641","牙种植体",null,"四级纯钛","不含临时种植体、穿颧种植体和一段式种植体。","个",520,null,null,"国械注准20183171641","牙种植体","四川拜阿蒙生物活性材料有限责任公司","四川拜阿蒙生物活性材料有限责任公司",null,"牙种植体",5012,"ZCH5","四级纯钛",{"$nulls":3},"尚无国家医保编码"]
[207,"S01980001","拜阿蒙牙种植体系统","四级纯钛种植体产品系统","四川拜阿蒙生物活性材料有限责任公司","四川拜阿蒙生物活性材料有限责任公司","种植体（含覆盖螺丝）","国械注准20183171641","牙种植体",null,"四级纯钛","不含临时种植体、穿颧种植体和一段式种植体。","个",520,null,null,"国械注准20183171641","牙种植体","四川拜阿蒙生物活性材料有限责任公司","四川拜阿蒙生物活性材料有限责任公司",null,"牙种植体",5014,"ZCH5","四级纯钛",{"$nulls":3},"尚无国家医保编码"]
[207,"S01980001","拜阿蒙牙种植体系统","四级纯钛种植体产品系统","四川拜阿蒙生物活性材料有限责任公司","四川拜阿蒙生物活性材料有限责任公司","种植体（含覆盖螺丝）","国械注准20183171641","牙种植体",null,"四级纯钛","不含临时种植体、穿颧种植体和一段式种植体。","个",520,null,null,"国械注准20183171641","牙种植体","四川拜阿蒙生物活性材料有限责任公司","四川拜阿蒙生物活性材料有限责任公司",null,"牙种植体",5015,"ZCH5","四级纯钛",{"$nulls":3},"尚无国家医保编码"]
[207,"S01980001","拜阿蒙牙种植体系统","四级纯钛种植体产品系统","四川拜阿蒙生物活性材料有限责任公司","四川拜阿蒙生物活性材料有限责任公司","种植体（含覆盖螺丝）","国械注准20183171641","牙种植体",null,"四级纯钛","不含临时种植体、穿颧种植体和一段式种植体。","个",520,null,null,"国械注准20183171641","牙种植体","四川拜阿蒙生物活性材料有限责任公司","四川拜阿蒙生物活性材料有限责任公司",null,"牙种植体",5508,"ZCH5","四级纯钛",{"$nulls":3},"尚无国家医保编码"]
[207,"S01980001","拜阿蒙牙种植体系统","四级纯钛种植体产品系统","四川拜阿蒙生物活性材料有限责任公司","四川拜阿蒙生物活性材料有限责任公司","种植体（含覆盖螺丝）","国械注准20183171641","牙种植体",null,"四级纯钛","不含临时种植体、穿颧种植体和一段式种植体。","个",520,null,null,"国械注准20183171641","牙种植体","四川拜阿蒙生物活性材料有限责任公司","四川拜阿蒙生物活性材料有限责任公司",null,"牙种植体",5509,"ZCH5","四级纯钛",{"$nulls":3},"尚无国家医保编码"]
[207,"S01980001","拜阿蒙牙种植体系统","四级纯钛种植体产品系统","四川拜阿蒙生物活性材料有限责任公司","四川拜阿蒙生物活性材料有限责任公司","种植体（含覆盖螺丝）","国械注准20183171641","牙种植体",null,"四级纯钛","不含临时种植体、穿颧种植体和一段式种植体。","个",520,null,null,"国械注准20183171641","牙种植体","四川拜阿蒙生物活性材料有限责任公司","四川拜阿蒙生物活性材料有限责任公司",null,"牙种植体",5510,"ZCH5","四级纯钛",{"$nulls":3},"尚无国家医保编码"]
[207,"S01980001","拜阿蒙牙种植体系统","四级纯钛种植体产品系统","四川拜阿蒙生物活性材料有限责任公司","四川拜阿蒙生物活性材料有限责任公司","种植体（含覆盖螺丝）","国械注准20183171641","牙种植体",null,"四级纯钛","不含临时种植体、穿颧种植体和一段式种植体。","个",520,null,null,"国械注准20183171641","牙种植体","四川拜阿蒙生物活性材料有限责任公司","四川拜阿蒙生物活性材料有限责任公司",null,"牙种植体",5512,"ZCH5","四级纯钛",{"$nulls":3},"尚无国家医保编码"]
[207,"S01980001","拜阿蒙牙种植体系统","四级纯钛种植体产品系统","四川拜阿蒙生物活性材料有限责任公司","四川拜阿蒙生物活性材料有限责任公司","种植体（含覆盖螺丝）","国械注准20183171641","牙种植体",null,"四级纯钛","不含临时种植体、穿颧种植体和一段式种植体。","个",520,null,null,"国械注准20183171641","牙种植体","四川拜阿蒙生物活性材料有限责任公司","四川拜阿蒙生物活性材料有限责任公司",null,"牙种植体",5514,"ZCH5","四级纯钛",{"$nulls":3},"尚无国家医保编码"]
[207,"S01980001","拜阿蒙牙种植体系统","四级纯钛种植体产品系统","四川拜阿蒙生物活性材料有限责任公司","四川拜阿蒙生物活性材料有限责任公司","种植体（含覆盖螺丝）","国械注准20183171641","牙种植体",null,"四级纯钛","不含临时种植体、穿颧种植体和一段式种植体。","个",520,null,null,"国械注准20183171641","牙种植体","四川拜阿蒙生物活性材料有限责任公司","四川拜阿蒙生物活性材料有限责任公司",null,"牙种植体",5515,"ZCH5","四级纯钛",{"$nulls":3},"尚无国家医保编码"]
[207,"S01980001","拜阿蒙牙种植体系统","四级纯钛种植体产品系统","四川拜阿蒙生物活性材料有限责任公司","四川拜阿蒙生物活性材料有限责任公司","种植体（含覆盖螺丝）","国械注准20183171641","牙种植体",null,"四级纯钛","不含临时种植体、穿颧种植体和一段式种植体。","个",520,null,null,"国械注准20183171641","牙种植体","四川拜阿蒙生物活性材料有限责任公司","四川拜阿蒙生物活性材料有限责任公司",null,"牙种植体",6008,"ZCH5","四级纯钛",{"$nulls":3},"尚无国家医保编码"]
[207,"S01980001","拜阿蒙牙种植体系统","四级纯钛种植体产品系统","四川拜阿蒙生物活性材料有限责任公司","四川拜阿蒙生物活性材料有限责任公司","种植体（含覆盖螺丝）","国械注准20183171641","牙种植体",null,"四级纯钛","不含临时种植体、穿颧种植体和一段式种植体。","个",520,null,null,"国械注准20183171641","牙种植体","四川拜阿蒙生物活性材料有限责任公司","四川拜阿蒙生物活性材料有限责任公司",null,"牙种植体",6009,"ZCH5","四级纯钛",{"$nulls":3},"尚无国家医保编码"]
[207,"S01980001","拜阿蒙牙种植体系统","四级纯钛种植体产品系统","四川拜阿蒙生物活性材料有限责任公司","四川拜阿蒙生物活性材料有限责任公司","种植体（含覆盖螺丝）","国械注准20183171641","牙种植体",null,"四级纯钛","不含临时种植体、穿颧种植体和一段式种植体。","个",520,null,null,"国械注准20183171641","牙种植体","四川拜阿蒙生物活性材料有限责任公司","四川拜阿蒙生物活性材料有限责任公司",null,"牙种植体",6010,"ZCH5","四级纯钛",{"$nulls":3},"尚无国家医保编码"]
[207,"S01980001","拜阿蒙牙种植体系统","四级纯钛种植体产品系统","四川拜阿蒙生物活性材料有限责任公司","四川拜阿蒙生物活性材料有限责任公司","种植体（含覆盖螺丝）","国械注准20183171641","牙种植体",null,"四级纯钛","不含临时种植体、穿颧种植体和一段式种植体。","个",520,null,null,"国械注准20183171641","牙种植体","四川拜阿蒙生物活性材料有限责任公司","四川拜阿蒙生物活性材料有限责任公司",null,"牙种植体",6012,"ZCH5","四级纯钛",{"$nulls":3},"尚无国家医保编码"]
[207,"S01980001","拜阿蒙牙种植体系统","四级纯钛种植体产品系统","四川拜阿蒙生物活性材料有限责任公司","四川拜阿蒙生物活性材料有限责任公司","种植体（含覆盖螺丝）","国械注准20183171641","牙种植体",null,"四级纯钛","不含临时种植体、穿颧种植体和一段式种植体。","个",520,null,null,"国械注准20183171641","牙种植体","四川拜阿蒙生物活性材料有限责任公司","四川拜阿蒙生物活性材料有限责任公司",null,"牙种植体",6014,"ZCH5","四级纯钛",{"$nulls":3},"尚无国家医保编码"]
[207,"S01980001","拜阿蒙牙种植体系统","四级纯钛种植体产品系统","四川拜阿蒙生物活性材料有限责任公司","四川拜阿蒙生物活性材料有限责任公司","种植体（含覆盖螺丝）","国械注准20183171641","牙种植体",null,"四级纯钛","不含临时种植体、穿颧种植体和一段式种植体。","个",520,null,null,"国械注准20183171641","牙种植体","四川拜阿蒙生物活性材料有限责任公司","四川拜阿蒙生物活性材料有限责任公司",null,"牙种植体",6015,"ZCH5","四级纯钛",{"$nulls":3},"尚无国家医保编码"]
[207,"S01980001","拜阿蒙牙种植体系统","四级纯钛种植体产品系统","四川拜阿蒙生物活性材料有限责任公司","四川拜阿蒙生物活性材料有限责任公司","种植体（含覆盖螺丝）","国械注准20183171641","牙种植体",null,"四级纯钛","不含临时种植体、穿颧种植体和一段式种植体。","个",520,null,null,"国械注准20183171641","牙种植体","四川拜阿蒙生物活性材料有限责任公司","四川拜阿蒙生物活性材料有限责任公司",null,"牙种植体",3308,"ZCT5","四级纯钛",{"$nulls":3},"尚无国家医保编码"]
[207,"S01980001","拜阿蒙牙种植体系统","四级纯钛种植体产品系统","四川拜阿蒙生物活性材料有限责任公司","四川拜阿蒙生物活性材料有限责任公司","种植体（含覆盖螺丝）","国械注准20183171641","牙种植体",null,"四级纯钛","不含临时种植体、穿颧种植体和一段式种植体。","个",520,null,null,"国械注准20183171641","牙种植体","四川拜阿蒙生物活性材料有限责任公司","四川拜阿蒙生物活性材料有限责任公司",null,"牙种植体",3309,"ZCT5","四级纯钛",{"$nulls":3},"尚无国家医保编码"]
[207,"S01980001","拜阿蒙牙种植体系统","四级纯钛种植体产品系统","四川拜阿蒙生物活性材料有限责任公司","四川拜阿蒙生物活性材料有限责任公司","种植体（含覆盖螺丝）","国械注准20183171641","牙种植体",null,"四级纯钛","不含临时种植体、穿颧种植体和一段式种植体。","个",520,null,null,"国械注准20183171641","牙种植体","四川拜阿蒙生物活性材料有限责任公司","四川拜阿蒙生物活性材料有限责任公司",null,"牙种植体",3310,"ZCT5","四级纯钛",{"$nulls":3},"尚无国家医保编码"]
[207,"S01980001","拜阿蒙牙种植体系统","四级纯钛种植体产品系统","四川拜阿蒙生物活性材料有限责任公司","四川拜阿蒙生物活性材料有限责任公司","种植体（含覆盖螺丝）","国械注准20183171641","牙种植体",null,"四级纯钛","不含临时种植体、穿颧种植体和一段式种植体。","个",520,null,null,"国械注准20183171641","牙种植体","四川拜阿蒙生物活性材料有限责任公司","四川拜阿蒙生物活性材料有限责任公司",null,"牙种植体",3312,"ZCT5","四级纯钛",{"$nulls":3},"尚无国家医保编码"]
[207,"S01980001","拜阿蒙牙种植体系统","四级纯钛种植体产品系统","四川拜阿蒙生物活性材料有限责任公司","四川拜阿蒙生物活性材料有限责任公司","种植体（含覆盖螺丝）","国械注准20183171641","牙种植体",null,"四级纯钛","不含临时种植体、穿颧种植体和一段式种植体。","个",520,null,null,"国械注准20183171641","牙种植体","四川拜阿蒙生物活性材料有限责任公司","四川拜阿蒙生物活性材料有限责任公司",null,"牙种植体",3314,"ZCT5","四级纯钛",{"$nulls":3},"尚无国家医保编码"]
[207,"S01980001","拜阿蒙牙种植体系统","四级纯钛种植体产品系统","四川拜阿蒙生物活性材料有限责任公司","四川拜阿蒙生物活性材料有限责任公司","种植体（含覆盖螺丝）","国械注准20183171641","牙种植体",null,"四级纯钛","不含临时种植体、穿颧种植体和一段式种植体。","个",520,null,null,"国械注准20183171641","牙种植体","四川拜阿蒙生物活性材料有限责任公司","四川拜阿蒙生物活性材料有限责任公司",null,"牙种植体",3315,"ZCT5","四级纯钛",{"$nulls":3},"尚无国家医保编码"]
[207,"S01980001","拜阿蒙牙种植体系统","四级纯钛种植体产品系统","四川拜阿蒙生物活性材料有限责任公司","四川拜阿蒙生物活性材料有限责任公司","种植体（含覆盖螺丝）","国械注准20183171641","牙种植体",null,"四级纯钛","不含临时种植体、穿颧种植体和一段式种植体。","个",520,null,null,"国械注准20183171641","牙种植体","四川拜阿蒙生物活性材料有限责任公司","四川拜阿蒙生物活性材料有限责任公司",null,"牙种植体",3508,"ZCT5","四级纯钛",{"$nulls":3},"尚无国家医保编码"]
[207,"S01980001","拜阿蒙牙种植体系统","四级纯钛种植体产品系统","四川拜阿蒙生物活性材料有限责任公司","四川拜阿蒙生物活性材料有限责任公司","种植体（含覆盖螺丝）","国械注准20183171641","牙种植体",null,"四级纯钛","不含临时种植体、穿颧种植体和一段式种植体。","个",520,null,null,"国械注准20183171641","牙种植体","四川拜阿蒙生物活性材料有限责任公司","四川拜阿蒙生物活性材料有限责任公司",null,"牙种植体",3509,"ZCT5","四级纯钛",{"$nulls":3},"尚无国家医保编码"]
[207,"S01980001","拜阿蒙牙种植体系统","四级纯钛种植体产品系统","四川拜阿蒙生物活性材料有限责任公司","四川拜阿蒙生物活性材料有限责任公司","种植体（含覆盖螺丝）","国械注准20183171641","牙种植体",null,"四级纯钛","不含临时种植体、穿颧种植体和一段式种植体。","个",520,null,null,"国械注准20183171641","牙种植体","四川拜阿蒙生物活性材料有限责任公司","四川拜阿蒙生物活性材料有限责任公司",null,"牙种植体",3510,"ZCT5","四级纯钛",{"$nulls":3},"尚无国家医保编码"]
[207,"S01980001","拜阿蒙牙种植体系统","四级纯钛种植体产品系统","四川拜阿蒙生物活性材料有限责任公司","四川拜阿蒙生物活性材料有限责任公司","种植体（含覆盖螺丝）","国械注准20183171641","牙种植体",null,"四级纯钛","不含临时种植体、穿颧种植体和一段式种植体。","个",520,null,null,"国械注准20183171641","牙种植体","四川拜阿蒙生物活性材料有限责任公司","四川拜阿蒙生物活性材料有限责任公司",null,"牙种植体",3512,"ZCT5","四级纯钛",{"$nulls":3},"尚无国家医保编码"]
[207,"S01980001","拜阿蒙牙种植体系统","四级纯钛种植体产品系统","四川拜阿蒙生物活性材料有限责任公司","四川拜阿蒙生物活性材料有限责任公司","种植体（含覆盖螺丝）","国械注准20183171641","牙种植体",null,"四级纯钛","不含临时种植体、穿颧种植体和一段式种植体。","个",520,null,null,"国械注准20183171641","牙种植体","四川拜阿蒙生物活性材料有限责任公司","四川拜阿蒙生物活性材料有限责任公司",null,"牙种植体",3514,"ZCT5","四级纯钛",{"$nulls":3},"尚无国家医保编码"]
[207,"S01980001","拜阿蒙牙种植体系统","四级纯钛种植体产品系统","四川拜阿蒙生物活性材料有限责任公司","四川拜阿蒙生物活性材料有限责任公司","种植体（含覆盖螺丝）","国械注准20183171641","牙种植体",null,"四级纯钛","不含临时种植体、穿颧种植体和一段式种植体。","个",520,null,null,"国械注准20183171641","牙种植体","四川拜阿蒙生物活性材料有限责任公司","四川拜阿蒙生物活性材料有限责任公司",null,"牙种植体",3515,"ZCT5","四级纯钛",{"$nulls":3},"尚无国家医保编码"]
[207,"S01980001","拜阿蒙牙种植体系统","四级纯钛种植体产品系统","四川拜阿蒙生物活性材料有限责任公司","四川拜阿蒙生物活性材料有限责任公司","种植体（含覆盖螺丝）","国械注准20183171641","牙种植体",null,"四级纯钛","不含临时种植体、穿颧种植体和一段式种植体。","个",520,null,null,"国械注准20183171641","牙种植体","四川拜阿蒙生物活性材料有限责任公司","四川拜阿蒙生物活性材料有限责任公司",null,"牙种植体",3708,"ZCT5","四级纯钛",{"$nulls":3},"尚无国家医保编码"]
[207,"S01980001","拜阿蒙牙种植体系统","四级纯钛种植体产品系统","四川拜阿蒙生物活性材料有限责任公司","四川拜阿蒙生物活性材料有限责任公司","种植体（含覆盖螺丝）","国械注准20183171641","牙种植体",null,"四级纯钛","不含临时种植体、穿颧种植体和一段式种植体。","个",520,null,null,"国械注准20183171641","牙种植体","四川拜阿蒙生物活性材料有限责任公司","四川拜阿蒙生物活性材料有限责任公司",null,"牙种植体",3709,"ZCT5","四级纯钛",{"$nulls":3},"尚无国家医保编码"]
[207,"S01980001","拜阿蒙牙种植体系统","四级纯钛种植体产品系统","四川拜阿蒙生物活性材料有限责任公司","四川拜阿蒙生物活性材料有限责任公司","种植体（含覆盖螺丝）","国械注准20183171641","牙种植体",null,"四级纯钛","不含临时种植体、穿颧种植体和一段式种植体。","个",520,null,null,"国械注准20183171641","牙种植体","四川拜阿蒙生物活性材料有限责任公司","四川拜阿蒙生物活性材料有限责任公司",null,"牙种植体",3710,"ZCT5","四级纯钛",{"$nulls":3},"尚无国家医保编码"]
[207,"S01980001","拜阿蒙牙种植体系统","四级纯钛种植体产品系统","四川拜阿蒙生物活性材料有限责任公司","四川拜阿蒙生物活性材料有限责任公司","种植体（含覆盖螺丝）","国械注准20183171641","牙种植体",null,"四级纯钛","不含临时种植体、穿颧种植体和一段式种植体。","个",520,null,null,"国械注准20183171641","牙种植体","四川拜阿蒙生物活性材料有限责任公司","四川拜阿蒙生物活性材料有限责任公司",null,"牙种植体",3712,"ZCT5","四级纯钛",{"$nulls":3},"尚无国家医保编码"]
[207,"S01980001","拜阿蒙牙种植体系统","四级纯钛种植体产品系统","四川拜阿蒙生物活性材料有限责任公司","四川拜阿蒙生物活性材料有限责任公司","种植体（含覆盖螺丝）","国械注准20183171641","牙种植体",null,"四级纯钛","不含临时种植体、穿颧种植体和一段式种植体。","个",520,null,null,"国械注准20183171641","牙种植体","四川拜阿蒙生物活性材料有限责任公司","四川拜阿蒙生物活性材料有限责任公司",null,"牙种植体",3714,"ZCT5","四级纯钛",{"$nulls":3},"尚无国家医保编码"]
[207,"S01980001","拜阿蒙牙种植体系统","四级纯钛种植体产品系统","四川拜阿蒙生物活性材料有限责任公司","四川拜阿蒙生物活性材料有限责任公司","种植体（含覆盖螺丝）","国械注准20183171641","牙种植体",null,"四级纯钛","不含临时种植体、穿颧种植体和一段式种植体。","个",520,null,null,"国械注准20183171641","牙种植体","四川拜阿蒙生物活性材料有限责任公司","四川拜阿蒙生物活性材料有限责任公司",null,"牙种植体",3715,"ZCT5","四级纯钛",{"$nulls":3},"尚无国家医保编码"]
[207,"S01980001","拜阿蒙牙种植体系统","四级纯钛种植体产品系统","四川拜阿蒙生物活性材料有限责任公司","四川拜阿蒙生物活性材料有限责任公司","种植体（含覆盖螺丝）","国械注准20183171641","牙种植体",null,"四级纯钛","不含临时种植体、穿颧种植体和一段式种植体。","个",520,null,null,"国械注准20183171641","牙种植体","四川拜阿蒙生物活性材料有限责任公司","四川拜阿蒙生物活性材料有限责任公司",null,"牙种植体",4008,"ZCT5","四级纯钛",{"$nulls":3},"尚无国家医保编码"]
[207,"S01980001","拜阿蒙牙种植体系统","四级纯钛种植体产品系统","四川拜阿蒙生物活性材料有限责任公司","四川拜阿蒙生物活性材料有限责任公司","种植体（含覆盖螺丝）","国械注准20183171641","牙种植体",null,"四级纯钛","不含临时种植体、穿颧种植体和一段式种植体。","个",520,null,null,"国械注准20183171641","牙种植体","四川拜阿蒙生物活性材料有限责任公司","四川拜阿蒙生物活性材料有限责任公司",null,"牙种植体",4009,"ZCT5","四级纯钛",{"$nulls":3},"尚无国家医保编码"]
[207,"S01980001","拜阿蒙牙种植体系统","四级纯钛种植体产品系统","四川拜阿蒙生物活性材料有限责任公司","四川拜阿蒙生物活性材料有限责任公司","种植体（含覆盖螺丝）","国械注准20183171641","牙种植体",null,"四级纯钛","不含临时种植体、穿颧种植体和一段式种植体。","个",520,null,null,"国械注准20183171641","牙种植体","四川拜阿蒙生物活性材料有限责任公司","四川拜阿蒙生物活性材料有限责任公司",null,"牙种植体",4010,"ZCT5","四级纯钛",{"$nulls":3},"尚无国家医保编码"]
[207,"S01980001","拜阿蒙牙种植体系统","四级纯钛种植体产品系统","四川拜阿蒙生物活性材料有限责任公司","四川拜阿蒙生物活性材料有限责任公司","种植体（含覆盖螺丝）","国械注准20183171641","牙种植体",null,"四级纯钛","不含临时种植体、穿颧种植体和一段式种植体。","个",520,null,null,"国械注准20183171641","牙种植体","四川拜阿蒙生物活性材料有限责任公司","四川拜阿蒙生物活性材料有限责任公司",null,"牙种植体",4012,"ZCT5","四级纯钛",{"$nulls":3},"尚无国家医保编码"]
[207,"S01980001","拜阿蒙牙种植体系统","四级纯钛种植体产品系统","四川拜阿蒙生物活性材料有限责任公司","四川拜阿蒙生物活性材料有限责任公司","种植体（含覆盖螺丝）","国械注准20183171641","牙种植体",null,"四级纯钛","不含临时种植体、穿颧种植体和一段式种植体。","个",520,null,null,"国械注准20183171641","牙种植体","四川拜阿蒙生物活性材料有限责任公司","四川拜阿蒙生物活性材料有限责任公司",null,"牙种植体",4014,"ZCT5","四级纯钛",{"$nulls":3},"尚无国家医保编码"]
[207,"S01980001","拜阿蒙牙种植体系统","四级纯钛种植体产品系统","四川拜阿蒙生物活性材料有限责任公司","四川拜阿蒙生物活性材料有限责任公司","种植体（含覆盖螺丝）","国械注准20183171641","牙种植体",null,"四级纯钛","不含临时种植体、穿颧种植体和一段式种植体。","个",520,null,null,"国械注准20183171641","牙种植体","四川拜阿蒙生物活性材料有限责任公司","四川拜阿蒙生物活性材料有限责任公司",null,"牙种植体",4015,"ZCT5","四级纯钛",{"$nulls":3},"尚无国家医保编码"]
[207,"S01980001","拜阿蒙牙种植体系统","四级纯钛种植体产品系统","四川拜阿蒙生物活性材料有限责任公司","四川拜阿蒙生物活性材料有限责任公司","种植体（含覆盖螺丝）","国械注准20183171641","牙种植体",null,"四级纯钛","不含临时种植体、穿颧种植体和一段式种植体。","个",520,null,null,"国械注准20183171641","牙种植体","四川拜阿蒙生物活性材料有限责任公司","四川拜阿蒙生物活性材料有限责任公司",null,"牙种植体",4208,"ZCT5","四级纯钛",{"$nulls":3},"尚无国家医保编码"]
[207,"S01980001","拜阿蒙牙种植体系统","四级纯钛种植体产品系统","四川拜阿蒙生物活性材料有限责任公司","四川拜阿蒙生物活性材料有限责任公司","种植体（含覆盖螺丝）","国械注准20183171641","牙种植体",null,"四级纯钛","不含临时种植体、穿颧种植体和一段式种植体。","个",520,null,null,"国械注准20183171641","牙种植体","四川拜阿蒙生物活性材料有限责任公司","四川拜阿蒙生物活性材料有限责任公司",null,"牙种植体",4209,"ZCT5","四级纯钛",{"$nulls":3},"尚无国家医保编码"]
[207,"S01980001","拜阿蒙牙种植体系统","四级纯钛种植体产品系统","四川拜阿蒙生物活性材料有限责任公司","四川拜阿蒙生物活性材料有限责任公司","种植体（含覆盖螺丝）","国械注准20183171641","牙种植体",null,"四级纯钛","不含临时种植体、穿颧种植体和一段式种植体。","个",520,null,null,"国械注准20183171641","牙种植体","四川拜阿蒙生物活性材料有限责任公司","四川拜阿蒙生物活性材料有限责任公司",null,"牙种植体",4210,"ZCT5","四级纯钛",{"$nulls":3},"尚无国家医保编码"]
[207,"S01980001","拜阿蒙牙种植体系统","四级纯钛种植体产品系统","四川拜阿蒙生物活性材料有限责任公司","四川拜阿蒙生物活性材料有限责任公司","种植体（含覆盖螺丝）","国械注准20183171641","牙种植体",null,"四级纯钛","不含临时种植体、穿颧种植体和一段式种植体。","个",520,null,null,"国械注准20183171641","牙种植体","四川拜阿蒙生物活性材料有限责任公司","四川拜阿蒙生物活性材料有限责任公司",null,"牙种植体",4212,"ZCT5","四级纯钛",{"$nulls":3},"尚无国家医保编码"]
[207,"S01980001","拜阿蒙牙种植体系统","四级纯钛种植体产品系统","四川拜阿蒙生物活性材料有限责任公司","四川拜阿蒙生物活性材料有限责任公司","种植体（含覆盖螺丝）","国械注准20183171641","牙种植体",null,"四级纯钛","不含临时种植体、穿颧种植体和一段式种植体。","个",520,null,null,"国械注准20183171641","牙种植体","四川拜阿蒙生物活性材料有限责任公司","四川拜阿蒙生物活性材料有限责任公司",null,"牙种植体",4214,"ZCT5","四级纯钛",{"$nulls":3},"尚无国家医保编码"]
[207,"S01980001","拜阿蒙牙种植体系统","四级纯钛种植体产品系统","四川拜阿蒙生物活性材料有限责任公司","四川拜阿蒙生物活性材料有限责任公司","种植体（含覆盖螺丝）","国械注准20183171641","牙种植体",null,"四级纯钛","不含临时种植体、穿颧种植体和一段式种植体。","个",520,null,null,"国械注准20183171641","牙种植体","四川拜阿蒙生物活性材料有限责任公司","四川拜阿蒙生物活性材料有限责任公司",null,"牙种植体",4215,"ZCT5","四级纯钛",{"$nulls":3},"尚无国家医保编码"]
[207,"S01980001","拜阿蒙牙种植体系统","四级纯钛种植体产品系统","四川拜阿蒙生物活性材料有限责任公司","四川拜阿蒙生物活性材料有限责任公司","种植体（含覆盖螺丝）","国械注准20183171641","牙种植体",null,"四级纯钛","不含临时种植体、穿颧种植体和一段式种植体。","个",520,null,null,"国械注准20183171641","牙种植体","四川拜阿蒙生物活性材料有限责任公司","四川拜阿蒙生物活性材料有限责任公司",null,"牙种植体",4508,"ZCT5","四级纯钛",{"$nulls":3},"尚无国家医保编码"]
[207,"S01980001","拜阿蒙牙种植体系统","四级纯钛种植体产品系统","四川拜阿蒙生物活性材料有限责任公司","四川拜阿蒙生物活性材料有限责任公司","种植体（含覆盖螺丝）","国械注准20183171641","牙种植体",null,"四级纯钛","不含临时种植体、穿颧种植体和一段式种植体。","个",520,null,null,"国械注准20183171641","牙种植体","四川拜阿蒙生物活性材料有限责任公司","四川拜阿蒙生物活性材料有限责任公司",null,"牙种植体",4509,"ZCT5","四级纯钛",{"$nulls":3},"尚无国家医保编码"]
[207,"S01980001","拜阿蒙牙种植体系统","四级纯钛种植体产品系统","四川拜阿蒙生物活性材料有限责任公司","四川拜阿蒙生物活性材料有限责任公司","种植体（含覆盖螺丝）","国械注准20183171641","牙种植体",null,"四级纯钛","不含临时种植体、穿颧种植体和一段式种植体。","个",520,null,null,"国械注准20183171641","牙种植体","四川拜阿蒙生物活性材料有限责任公司","四川拜阿蒙生物活性材料有限责任公司",null,"牙种植体",4510,"ZCT5","四级纯钛",{"$nulls":3},"尚无国家医保编码"]
[207,"S01980001","拜阿蒙牙种植体系统","四级纯钛种植体产品系统","四川拜阿蒙生物活性材料有限责任公司","四川拜阿蒙生物活性材料有限责任公司","种植体（含覆盖螺丝）","国械注准20183171641","牙种植体",null,"四级纯钛","不含临时种植体、穿颧种植体和一段式种植体。","个",520,null,null,"国械注准20183171641","牙种植体","四川拜阿蒙生物活性材料有限责任公司","四川拜阿蒙生物活性材料有限责任公司",null,"牙种植体",4512,"ZCT5","四级纯钛",{"$nulls":3},"尚无国家医保编码"]
[207,"S01980001","拜阿蒙牙种植体系统","四级纯钛种植体产品系统","四川拜阿蒙生物活性材料有限责任公司","四川拜阿蒙生物活性材料有限责任公司","种植体（含覆盖螺丝）","国械注准20183171641","牙种植体",null,"四级纯钛","不含临时种植体、穿颧种植体和一段式种植体。","个",520,null,null,"国械注准20183171641","牙种植体","四川拜阿蒙生物活性材料有限责任公司","四川拜阿蒙生物活性材料有限责任公司",null,"牙种植体",4514,"ZCT5","四级纯钛",{"$nulls":3},"尚无国家医保编码"]
[207,"S01980001","拜阿蒙牙种植体系统","四级纯钛种植体产品系统","四川拜阿蒙生物活性材料有限责任公司","四川拜阿蒙生物活性材料有限责任公司","种植体（含覆盖螺丝）","国械注准20183171641","牙种植体",null,"四级纯钛","不含临时种植体、穿颧种植体和一段式种植体。","个",520,null,null,"国械注准20183171641","牙种植体","四川拜阿蒙生物活性材料有限责任公司","四川拜阿蒙生物活性材料有限责任公司",null,"牙种植体",4515,"ZCT5","四级纯钛",{"$nulls":3},"尚无国家医保编码"]
[207,"S01980001","拜阿蒙牙种植体系统","四级纯钛种植体产品系统","四川拜阿蒙生物活性材料有限责任公司","四川拜阿蒙生物活性材料有限责任公司","种植体（含覆盖螺丝）","国械注准20183171641","牙种植体",null,"四级纯钛","不含临时种植体、穿颧种植体和一段式种植体。","个",520,null,null,"国械注准20183171641","牙种植体","四川拜阿蒙生物活性材料有限责任公司","四川拜阿蒙生物活性材料有限责任公司",null,"牙种植体",5008,"ZCT5","四级纯钛",{"$nulls":3},"尚无国家医保编码"]
[207,"S01980001","拜阿蒙牙种植体系统","四级纯钛种植体产品系统","四川拜阿蒙生物活性材料有限责任公司","四川拜阿蒙生物活性材料有限责任公司","种植体（含覆盖螺丝）","国械注准20183171641","牙种植体",null,"四级纯钛","不含临时种植体、穿颧种植体和一段式种植体。","个",520,null,null,"国械注准20183171641","牙种植体","四川拜阿蒙生物活性材料有限责任公司","四川拜阿蒙生物活性材料有限责任公司",null,"牙种植体",5009,"ZCT5","四级纯钛",{"$nulls":3},"尚无国家医保编码"]
[207,"S01980001","拜阿蒙牙种植体系统","四级纯钛种植体产品系统","四川拜阿蒙生物活性材料有限责任公司","四川拜阿蒙生物活性材料有限责任公司","种植体（含覆盖螺丝）","国械注准20183171641","牙种植体",null,"四级纯钛","不含临时种植体、穿颧种植体和一段式种植体。","个",520,null,null,"国械注准20183171641","牙种植体","四川拜阿蒙生物活性材料有限责任公司","四川拜阿蒙生物活性材料有限责任公司",null,"牙种植体",5010,"ZCT5","四级纯钛",{"$nulls":3},"尚无国家医保编码"]
[207,"S01980001","拜阿蒙牙种植体系统","四级纯钛种植体产品系统","四川拜阿蒙生物活性材料有限责任公司","四川拜阿蒙生物活性材料有限责任公司","种植体（含覆盖螺丝）","国械注准20183171641","牙种植体",null,"四级纯钛","不含临时种植体、穿颧种植体和一段式种植体。","个",520,null,null,"国械注准20183171641","牙种植体","四川拜阿蒙生物活性材料有限责任公司","四川拜阿蒙生物活性材料有限责任公司",null,"牙种植体",5012,"ZCT5","四级纯钛",{"$nulls":3},"尚无国家医保编码"]
[207,"S01980001","拜阿蒙牙种植体系统","四级纯钛种植体产品系统","四川拜阿蒙生物活性材料有限责任公司","四川拜阿蒙生物活性材料有限责任公司","种植体（含覆盖螺丝）","国械注准20183171641","牙种植体",null,"四级纯钛","不含临时种植体、穿颧种植体和一段式种植体。","个",520,null,null,"国械注准20183171641","牙种植体","四川拜阿蒙生物活性材料有限责任公司","四川拜阿蒙生物活性材料有限责任公司",null,"牙种植体",5014,"ZCT5","四级纯钛",{"$nulls":3},"尚无国家医保编码"]
[207,"S01980001","拜阿蒙牙种植体系统","四级纯钛种植体产品系统","四川拜阿蒙生物活性材料有限责任公司","四川拜阿蒙生物活性材料有限责任公司","种植体（含覆盖螺丝）","国械注准20183171641","牙种植体",null,"四级纯钛","不含临时种植体、穿颧种植体和一段式种植体。","个",520,null,null,"国械注准20183171641","牙种植体","四川拜阿蒙生物活性材料有限责任公司","四川拜阿蒙生物活性材料有限责任公司",null,"牙种植体",5015,"ZCT5","四级纯钛",{"$nulls":3},"尚无国家医保编码"]
[207,"S01980001","拜阿蒙牙种植体系统","四级纯钛种植体产品系统","四川拜阿蒙生物活性材料有限责任公司","四川拜阿蒙生物活性材料有限责任公司","种植体（含覆盖螺丝）","国械注准20183171641","牙种植体",null,"四级纯钛","不含临时种植体、穿颧种植体和一段式种植体。","个",520,null,null,"国械注准20183171641","牙种植体","四川拜阿蒙生物活性材料有限责任公司","四川拜阿蒙生物活性材料有限责任公司",null,"牙种植体",5508,"ZCT5","四级纯钛",{"$nulls":3},"尚无国家医保编码"]
[207,"S01980001","拜阿蒙牙种植体系统","四级纯钛种植体产品系统","四川拜阿蒙生物活性材料有限责任公司","四川拜阿蒙生物活性材料有限责任公司","种植体（含覆盖螺丝）","国械注准20183171641","牙种植体",null,"四级纯钛","不含临时种植体、穿颧种植体和一段式种植体。","个",520,null,null,"国械注准20183171641","牙种植体","四川拜阿蒙生物活性材料有限责任公司","四川拜阿蒙生物活性材料有限责任公司",null,"牙种植体",5509,"ZCT5","四级纯钛",{"$nulls":3},"尚无国家医保编码"]
[207,"S01980001","拜阿蒙牙种植体系统","四级纯钛种植体产品系统","四川拜阿蒙生物活性材料有限责任公司","四川拜阿蒙生物活性材料有限责任公司","种植体（含覆盖螺丝）","国械注准20183171641","牙种植体",null,"四级纯钛","不含临时种植体、穿颧种植体和一段式种植体。","个",520,null,null,"国械注准20183171641","牙种植体","四川拜阿蒙生物活性材料有限责任公司","四川拜阿蒙生物活性材料有限责任公司",null,"牙种植体",5510,"ZCT5","四级纯钛",{"$nulls":3},"尚无国家医保编码"]
[207,"S01980001","拜阿蒙牙种植体系统","四级纯钛种植体产品系统","四川拜阿蒙生物活性材料有限责任公司","四川拜阿蒙生物活性材料有限责任公司","种植体（含覆盖螺丝）","国械注准20183171641","牙种植体",null,"四级纯钛","不含临时种植体、穿颧种植体和一段式种植体。","个",520,null,null,"国械注准20183171641","牙种植体","四川拜阿蒙生物活性材料有限责任公司","四川拜阿蒙生物活性材料有限责任公司",null,"牙种植体",5512,"ZCT5","四级纯钛",{"$nulls":3},"尚无国家医保编码"]
[207,"S01980001","拜阿蒙牙种植体系统","四级纯钛种植体产品系统","四川拜阿蒙生物活性材料有限责任公司","四川拜阿蒙生物活性材料有限责任公司","种植体（含覆盖螺丝）","国械注准20183171641","牙种植体",null,"四级纯钛","不含临时种植体、穿颧种植体和一段式种植体。","个",520,null,null,"国械注准20183171641","牙种植体","四川拜阿蒙生物活性材料有限责任公司","四川拜阿蒙生物活性材料有限责任公司",null,"牙种植体",5514,"ZCT5","四级纯钛",{"$nulls":3},"尚无国家医保编码"]
[207,"S01980001","拜阿蒙牙种植体系统","四级纯钛种植体产品系统","四川拜阿蒙生物活性材料有限责任公司","四川拜阿蒙生物活性材料有限责任公司","种植体（含覆盖螺丝）","国械注准20183171641","牙种植体",null,"四级纯钛","不含临时种植体、穿颧种植体和一段式种植体。","个",520,null,null,"国械注准20183171641","牙种植体","四川拜阿蒙生物活性材料有限责任公司","四川拜阿蒙生物活性材料有限责任公司",null,"牙种植体",5515,"ZCT5","四级纯钛",{"$nulls":3},"尚无国家医保编码"]
[207,"S01980001","拜阿蒙牙种植体系统","四级纯钛种植体产品系统","四川拜阿蒙生物活性材料有限责任公司","四川拜阿蒙生物活性材料有限责任公司","种植体（含覆盖螺丝）","国械注准20183171641","牙种植体",null,"四级纯钛","不含临时种植体、穿颧种植体和一段式种植体。","个",520,null,null,"国械注准20183171641","牙种植体","四川拜阿蒙生物活性材料有限责任公司","四川拜阿蒙生物活性材料有限责任公司",null,"牙种植体",6008,"ZCT5","四级纯钛",{"$nulls":3},"尚无国家医保编码"]
[207,"S01980001","拜阿蒙牙种植体系统","四级纯钛种植体产品系统","四川拜阿蒙生物活性材料有限责任公司","四川拜阿蒙生物活性材料有限责任公司","种植体（含覆盖螺丝）","国械注准20183171641","牙种植体",null,"四级纯钛","不含临时种植体、穿颧种植体和一段式种植体。","个",520,null,null,"国械注准20183171641","牙种植体","四川拜阿蒙生物活性材料有限责任公司","四川拜阿蒙生物活性材料有限责任公司",null,"牙种植体",6009,"ZCT5","四级纯钛",{"$nulls":3},"尚无国家医保编码"]
[207,"S01980001","拜阿蒙牙种植体系统","四级纯钛种植体产品系统","四川拜阿蒙生物活性材料有限责任公司","四川拜阿蒙生物活性材料有限责任公司","种植体（含覆盖螺丝）","国械注准20183171641","牙种植体",null,"四级纯钛","不含临时种植体、穿颧种植体和一段式种植体。","个",520,null,null,"国械注准20183171641","牙种植体","四川拜阿蒙生物活性材料有限责任公司","四川拜阿蒙生物活性材料有限责任公司",null,"牙种植体",6010,"ZCT5","四级纯钛",{"$nulls":3},"尚无国家医保编码"]
[207,"S01980001","拜阿蒙牙种植体系统","四级纯钛种植体产品系统","四川拜阿蒙生物活性材料有限责任公司","四川拜阿蒙生物活性材料有限责任公司","种植体（含覆盖螺丝）","国械注准20183171641","牙种植体",null,"四级纯钛","不含临时种植体、穿颧种植体和一段式种植体。","个",520,null,null,"国械注准20183171641","牙种植体","四川拜阿蒙生物活性材料有限责任公司","四川拜阿蒙生物活性材料有限责任公司",null,"牙种植体",6012,"ZCT5","四级纯钛",{"$nulls":3},"尚无国家医保编码"]
[207,"S01980001","拜阿蒙牙种植体系统","四级纯钛种植体产品系统","四川拜阿蒙生物活性材料有限责任公司","四川拜阿蒙生物活性材料有限责任公司","种植体（含覆盖螺丝）","国械注准20183171641","牙种植体",null,"四级纯钛","不含临时种植体、穿颧种植体和一段式种植体。","个",520,null,null,"国械注准20183171641","牙种植体","四川拜阿蒙生物活性材料有限责任公司","四川拜阿蒙生物活性材料有限责任公司",null,"牙种植体",6014,"ZCT5","四级纯钛",{"$nulls":3},"尚无国家医保编码"]
[207,"S01980001","拜阿蒙牙种植体系统","四级纯钛种植体产品系统","四川拜阿蒙生物活性材料有限责任公司","四川拜阿蒙生物活性材料有限责任公司","种植体（含覆盖螺丝）","国械注准20183171641","牙种植体",null,"四级纯钛","不含临时种植体、穿颧种植体和一段式种植体。","个",520,null,null,"国械注准20183171641","牙种植体","四川拜阿蒙生物活性材料有限责任公司","四川拜阿蒙生物活性材料有限责任公司",null,"牙种植体",6015,"ZCT5","四级纯钛",{"$nulls":3},"尚无国家医保编码"]
[207,"S01980001","拜阿蒙牙种植体系统","四级纯钛种植体产品系统","四川拜阿蒙生物活性材料有限责任公司","四川拜阿蒙生物活性材料有限责任公司","种植体（含覆盖螺丝）","国械注准20183171641","牙种植体",null,"四级纯钛","不含临时种植体、穿颧种植体和一段式种植体。","个",520,null,null,"国械注准20183171641","牙种植体","四川拜阿蒙生物活性材料有限责任公司","四川拜阿蒙生物活性材料有限责任公司",null,"牙种植体",3308,"ZCH7","四级纯钛",{"$nulls":3},"尚无国家医保编码"]
[207,"S01980001","拜阿蒙牙种植体系统","四级纯钛种植体产品系统","四川拜阿蒙生物活性材料有限责任公司","四川拜阿蒙生物活性材料有限责任公司","种植体（含覆盖螺丝）","国械注准20183171641","牙种植体",null,"四级纯钛","不含临时种植体、穿颧种植体和一段式种植体。","个",520,null,null,"国械注准20183171641","牙种植体","四川拜阿蒙生物活性材料有限责任公司","四川拜阿蒙生物活性材料有限责任公司",null,"牙种植体",3309,"ZCH7","四级纯钛",{"$nulls":3},"尚无国家医保编码"]
[207,"S01980001","拜阿蒙牙种植体系统","四级纯钛种植体产品系统","四川拜阿蒙生物活性材料有限责任公司","四川拜阿蒙生物活性材料有限责任公司","种植体（含覆盖螺丝）","国械注准20183171641","牙种植体",null,"四级纯钛","不含临时种植体、穿颧种植体和一段式种植体。","个",520,null,null,"国械注准20183171641","牙种植体","四川拜阿蒙生物活性材料有限责任公司","四川拜阿蒙生物活性材料有限责任公司",null,"牙种植体",3310,"ZCH7","四级纯钛",{"$nulls":3},"尚无国家医保编码"]
[207,"S01980001","拜阿蒙牙种植体系统","四级纯钛种植体产品系统","四川拜阿蒙生物活性材料有限责任公司","四川拜阿蒙生物活性材料有限责任公司","种植体（含覆盖螺丝）","国械注准20183171641","牙种植体",null,"四级纯钛","不含临时种植体、穿颧种植体和一段式种植体。","个",520,null,null,"国械注准20183171641","牙种植体","四川拜阿蒙生物活性材料有限责任公司","四川拜阿蒙生物活性材料有限责任公司",null,"牙种植体",3312,"ZCH7","四级纯钛",{"$nulls":3},"尚无国家医保编码"]
[207,"S01980001","拜阿蒙牙种植体系统","四级纯钛种植体产品系统","四川拜阿蒙生物活性材料有限责任公司","四川拜阿蒙生物活性材料有限责任公司","种植体（含覆盖螺丝）","国械注准20183171641","牙种植体",null,"四级纯钛","不含临时种植体、穿颧种植体和一段式种植体。","个",520,null,null,"国械注准20183171641","牙种植体","四川拜阿蒙生物活性材料有限责任公司","四川拜阿蒙生物活性材料有限责任公司",null,"牙种植体",3314,"ZCH7","四级纯钛",{"$nulls":3},"尚无国家医保编码"]
[207,"S01980001","拜阿蒙牙种植体系统","四级纯钛种植体产品系统","四川拜阿蒙生物活性材料有限责任公司","四川拜阿蒙生物活性材料有限责任公司","种植体（含覆盖螺丝）","国械注准20183171641","牙种植体",null,"四级纯钛","不含临时种植体、穿颧种植体和一段式种植体。","个",520,null,null,"国械注准20183171641","牙种植体","四川拜阿蒙生物活性材料有限责任公司","四川拜阿蒙生物活性材料有限责任公司",null,"牙种植体",3315,"ZCH7","四级纯钛",{"$nulls":3},"尚无国家医保编码"]
[207,"S01980001","拜阿蒙牙种植体系统","四级纯钛种植体产品系统","四川拜阿蒙生物活性材料有限责任公司","四川拜阿蒙生物活性材料有限责任公司","种植体（含覆盖螺丝）","国械注准20183171641","牙种植体",null,"四级纯钛","不含临时种植体、穿颧种植体和一段式种植体。","个",520,null,null,"国械注准20183171641","牙种植体","四川拜阿蒙生物活性材料有限责任公司","四川拜阿蒙生物活性材料有限责任公司",null,"牙种植体",3508,"ZCH7","四级纯钛",{"$nulls":3},"尚无国家医保编码"]
[207,"S01980001","拜阿蒙牙种植体系统","四级纯钛种植体产品系统","四川拜阿蒙生物活性材料有限责任公司","四川拜阿蒙生物活性材料有限责任公司","种植体（含覆盖螺丝）","国械注准20183171641","牙种植体",null,"四级纯钛","不含临时种植体、穿颧种植体和一段式种植体。","个",520,null,null,"国械注准20183171641","牙种植体","四川拜阿蒙生物活性材料有限责任公司","四川拜阿蒙生物活性材料有限责任公司",null,"牙种植体",3509,"ZCH7","四级纯钛",{"$nulls":3},"尚无国家医保编码"]
[207,"S01980001","拜阿蒙牙种植体系统","四级纯钛种植体产品系统","四川拜阿蒙生物活性材料有限责任公司","四川拜阿蒙生物活性材料有限责任公司","种植体（含覆盖螺丝）","国械注准20183171641","牙种植体",null,"四级纯钛","不含临时种植体、穿颧种植体和一段式种植体。","个",520,null,null,"国械注准20183171641","牙种植体","四川拜阿蒙生物活性材料有限责任公司","四川拜阿蒙生物活性材料有限责任公司",null,"牙种植体",3510,"ZCH7","四级纯钛",{"$nulls":3},"尚无国家医保编码"]
[207,"S01980001","拜阿蒙牙种植体系统","四级纯钛种植体产品系统","四川拜阿蒙生物活性材料有限责任公司","四川拜阿蒙生物活性材料有限责任公司","种植体（含覆盖螺丝）","国械注准20183171641","牙种植体",null,"四级纯钛","不含临时种植体、穿颧种植体和一段式种植体。","个",520,null,null,"国械注准20183171641","牙种植体","四川拜阿蒙生物活性材料有限责任公司","四川拜阿蒙生物活性材料有限责任公司",null,"牙种植体",3512,"ZCH7","四级纯钛",{"$nulls":3},"尚无国家医保编码"]
[207,"S01980001","拜阿蒙牙种植体系统","四级纯钛种植体产品系统","四川拜阿蒙生物活性材料有限责任公司","四川拜阿蒙生物活性材料有限责任公司","种植体（含覆盖螺丝）","国械注准20183171641","牙种植体",null,"四级纯钛","不含临时种植体、穿颧种植体和一段式种植体。","个",520,null,null,"国械注准20183171641","牙种植体","四川拜阿蒙生物活性材料有限责任公司","四川拜阿蒙生物活性材料有限责任公司",null,"牙种植体",3514,"ZCH7","四级纯钛",{"$nulls":3},"尚无国家医保编码"]
[207,"S01980001","拜阿蒙牙种植体系统","四级纯钛种植体产品系统","四川拜阿蒙生物活性材料有限责任公司","四川拜阿蒙生物活性材料有限责任公司","种植体（含覆盖螺丝）","国械注准20183171641","牙种植体",null,"四级纯钛","不含临时种植体、穿颧种植体和一段式种植体。","个",520,null,null,"国械注准20183171641","牙种植体","四川拜阿蒙生物活性材料有限责任公司","四川拜阿蒙生物活性材料有限责任公司",null,"牙种植体",3515,"ZCH7","四级纯钛",{"$nulls":3},"尚无国家医保编码"]
[207,"S01980001","拜阿蒙牙种植体系统","四级纯钛种植体产品系统","四川拜阿蒙生物活性材料有限责任公司","四川拜阿蒙生物活性材料有限责任公司","种植体（含覆盖螺丝）","国械注准20183171641","牙种植体",null,"四级纯钛","不含临时种植体、穿颧种植体和一段式种植体。","个",520,null,null,"国械注准20183171641","牙种植体","四川拜阿蒙生物活性材料有限责任公司","四川拜阿蒙生物活性材料有限责任公司",null,"牙种植体",3708,"ZCH7","四级纯钛",{"$nulls":3},"尚无国家医保编码"]
[207,"S01980001","拜阿蒙牙种植体系统","四级纯钛种植体产品系统","四川拜阿蒙生物活性材料有限责任公司","四川拜阿蒙生物活性材料有限责任公司","种植体（含覆盖螺丝）","国械注准20183171641","牙种植体",null,"四级纯钛","不含临时种植体、穿颧种植体和一段式种植体。","个",520,null,null,"国械注准20183171641","牙种植体","四川拜阿蒙生物活性材料有限责任公司","四川拜阿蒙生物活性材料有限责任公司",null,"牙种植体",3709,"ZCH7","四级纯钛",{"$nulls":3},"尚无国家医保编码"]
[207,"S01980001","拜阿蒙牙种植体系统","四级纯钛种植体产品系统","四川拜阿蒙生物活性材料有限责任公司","四川拜阿蒙生物活性材料有限责任公司","种植体（含覆盖螺丝）","国械注准20183171641","牙种植体",null,"四级纯钛","不含临时种植体、穿颧种植体和一段式种植体。","个",520,null,null,"国械注准20183171641","牙种植体","四川拜阿蒙生物活性材料有限责任公司","四川拜阿蒙生物活性材料有限责任公司",null,"牙种植体",3710,"ZCH7","四级纯钛",{"$nulls":3},"尚无国家医保编码"]
[207,"S01980001","拜阿蒙牙种植体系统","四级纯钛种植体产品系统","四川拜阿蒙生物活性材料有限责任公司","四川拜阿蒙生物活性材料有限责任公司","种植体（含覆盖螺丝）","国械注准20183171641","牙种植体",null,"四级纯钛","不含临时种植体、穿颧种植体和一段式种植体。","个",520,null,null,"国械注准20183171641","牙种植体","四川拜阿蒙生物活性材料有限责任公司","四川拜阿蒙生物活性材料有限责任公司",null,"牙种植体",3712,"ZCH7","四级纯钛",{"$nulls":3},"尚无国家医保编码"]
[207,"S01980001","拜阿蒙牙种植体系统","四级纯钛种植体产品系统","四川拜阿蒙生物活性材料有限责任公司","四川拜阿蒙生物活性材料有限责任公司","种植体（含覆盖螺丝）","国械注准20183171641","牙种植体",null,"四级纯钛","不含临时种植体、穿颧种植体和一段式种植体。","个",520,null,null,"国械注准20183171641","牙种植体","四川拜阿蒙生物活性材料有限责任公司","四川拜阿蒙生物活性材料有限责任公司",null,"牙种植体",3714,"ZCH7","四级纯钛",{"$nulls":3},"尚无国家医保编码"]
[207,"S01980001","拜阿蒙牙种植体系统","四级纯钛种植体产品系统","四川拜阿蒙生物活性材料有限责任公司","四川拜阿蒙生物活性材料有限责任公司","种植体（含覆盖螺丝）","国械注准20183171641","牙种植体",null,"四级纯钛","不含临时种植体、穿颧种植体和一段式种植体。","个",520,null,null,"国械注准20183171641","牙种植体","四川拜阿蒙生物活性材料有限责任公司","四川拜阿蒙生物活性材料有限责任公司",null,"牙种植体",3715,"ZCH7","四级纯钛",{"$nulls":3},"尚无国家医保编码"]
[207,"S01980001","拜阿蒙牙种植体系统","四级纯钛种植体产品系统","四川拜阿蒙生物活性材料有限责任公司","四川拜阿蒙生物活性材料有限责任公司","种植体（含覆盖螺丝）","国械注准20183171641","牙种植体",null,"四级纯钛","不含临时种植体、穿颧种植体和一段式种植体。","个",520,null,null,"国械注准20183171641","牙种植体","四川拜阿蒙生物活性材料有限责任公司","四川拜阿蒙生物活性材料有限责任公司",null,"牙种植体",4008,"ZCH7","四级纯钛",{"$nulls":3},"尚无国家医保编码"]
[207,"S01980001","拜阿蒙牙种植体系统","四级纯钛种植体产品系统","四川拜阿蒙生物活性材料有限责任公司","四川拜阿蒙生物活性材料有限责任公司","种植体（含覆盖螺丝）","国械注准20183171641","牙种植体",null,"四级纯钛","不含临时种植体、穿颧种植体和一段式种植体。","个",520,null,null,"国械注准20183171641","牙种植体","四川拜阿蒙生物活性材料有限责任公司","四川拜阿蒙生物活性材料有限责任公司",null,"牙种植体",4009,"ZCH7","四级纯钛",{"$nulls":3},"尚无国家医保编码"]
[207,"S01980001","拜阿蒙牙种植体系统","四级纯钛种植体产品系统","四川拜阿蒙生物活性材料有限责任公司","四川拜阿蒙生物活性材料有限责任公司","种植体（含覆盖螺丝）","国械注准20183171641","牙种植体",null,"四级纯钛","不含临时种植体、穿颧种植体和一段式种植体。","个",520,null,null,"国械注准20183171641","牙种植体","四川拜阿蒙生物活性材料有限责任公司","四川拜阿蒙生物活性材料有限责任公司",null,"牙种植体",4010,"ZCH7","四级纯钛",{"$nulls":3},"尚无国家医保编码"]
[207,"S01980001","拜阿蒙牙种植体系统","四级纯钛种植体产品系统","四川拜阿蒙生物活性材料有限责任公司","四川拜阿蒙生物活性材料有限责任公司","种植体（含覆盖螺丝）","国械注准20183171641","牙种植体",null,"四级纯钛","不含临时种植体、穿颧种植体和一段式种植体。","个",520,null,null,"国械注准20183171641","牙种植体","四川拜阿蒙生物活性材料有限责任公司","四川拜阿蒙生物活性材料有限责任公司",null,"牙种植体",4012,"ZCH7","四级纯钛",{"$nulls":3},"尚无国家医保编码"]
[207,"S01980001","拜阿蒙牙种植体系统","四级纯钛种植体产品系统","四川拜阿蒙生物活性材料有限责任公司","四川拜阿蒙生物活性材料有限责任公司","种植体（含覆盖螺丝）","国械注准20183171641","牙种植体",null,"四级纯钛","不含临时种植体、穿颧种植体和一段式种植体。","个",520,null,null,"国械注准20183171641","牙种植体","四川拜阿蒙生物活性材料有限责任公司","四川拜阿蒙生物活性材料有限责任公司",null,"牙种植体",4014,"ZCH7","四级纯钛",{"$nulls":3},"尚无国家医保编码"]
[207,"S01980001","拜阿蒙牙种植体系统","四级纯钛种植体产品系统","四川拜阿蒙生物活性材料有限责任公司","四川拜阿蒙生物活性材料有限责任公司","种植体（含覆盖螺丝）","国械注准20183171641","牙种植体",null,"四级纯钛","不含临时种植体、穿颧种植体和一段式种植体。","个",520,null,null,"国械注准20183171641","牙种植体","四川拜阿蒙生物活性材料有限责任公司","四川拜阿蒙生物活性材料有限责任公司",null,"牙种植体",4015,"ZCH7","四级纯钛",{"$nulls":3},"尚无国家医保编码"]
[207,"S01980001","拜阿蒙牙种植体系统","四级纯钛种植体产品系统","四川拜阿蒙生物活性材料有限责任公司","四川拜阿蒙生物活性材料有限责任公司","种植体（含覆盖螺丝）","国械注准20183171641","牙种植体",null,"四级纯钛","不含临时种植体、穿颧种植体和一段式种植体。","个",520,null,null,"国械注准20183171641","牙种植体","四川拜阿蒙生物活性材料有限责任公司","四川拜阿蒙生物活性材料有限责任公司",null,"牙种植体",4208,"ZCH7","四级纯钛",{"$nulls":3},"尚无国家医保编码"]
[207,"S01980001","拜阿蒙牙种植体系统","四级纯钛种植体产品系统","四川拜阿蒙生物活性材料有限责任公司","四川拜阿蒙生物活性材料有限责任公司","种植体（含覆盖螺丝）","国械注准20183171641","牙种植体",null,"四级纯钛","不含临时种植体、穿颧种植体和一段式种植体。","个",520,null,null,"国械注准20183171641","牙种植体","四川拜阿蒙生物活性材料有限责任公司","四川拜阿蒙生物活性材料有限责任公司",null,"牙种植体",4209,"ZCH7","四级纯钛",{"$nulls":3},"尚无国家医保编码"]
[207,"S01980001","拜阿蒙牙种植体系统","四级纯钛种植体产品系统","四川拜阿蒙生物活性材料有限责任公司","四川拜阿蒙生物活性材料有限责任公司","种植体（含覆盖螺丝）","国械注准20183171641","牙种植体",null,"四级纯钛","不含临时种植体、穿颧种植体和一段式种植体。","个",520,null,null,"国械注准20183171641","牙种植体","四川拜阿蒙生物活性材料有限责任公司","四川拜阿蒙生物活性材料有限责任公司",null,"牙种植体",4210,"ZCH7","四级纯钛",{"$nulls":3},"尚无国家医保编码"]
[207,"S01980001","拜阿蒙牙种植体系统","四级纯钛种植体产品系统","四川拜阿蒙生物活性材料有限责任公司","四川拜阿蒙生物活性材料有限责任公司","种植体（含覆盖螺丝）","国械注准20183171641","牙种植体",null,"四级纯钛","不含临时种植体、穿颧种植体和一段式种植体。","个",520,null,null,"国械注准20183171641","牙种植体","四川拜阿蒙生物活性材料有限责任公司","四川拜阿蒙生物活性材料有限责任公司",null,"牙种植体",4212,"ZCH7","四级纯钛",{"$nulls":3},"尚无国家医保编码"]
[207,"S01980001","拜阿蒙牙种植体系统","四级纯钛种植体产品系统","四川拜阿蒙生物活性材料有限责任公司","四川拜阿蒙生物活性材料有限责任公司","种植体（含覆盖螺丝）","国械注准20183171641","牙种植体",null,"四级纯钛","不含临时种植体、穿颧种植体和一段式种植体。","个",520,null,null,"国械注准20183171641","牙种植体","四川拜阿蒙生物活性材料有限责任公司","四川拜阿蒙生物活性材料有限责任公司",null,"牙种植体",4214,"ZCH7","四级纯钛",{"$nulls":3},"尚无国家医保编码"]
[207,"S01980001","拜阿蒙牙种植体系统","四级纯钛种植体产品系统","四川拜阿蒙生物活性材料有限责任公司","四川拜阿蒙生物活性材料有限责任公司","种植体（含覆盖螺丝）","国械注准20183171641","牙种植体",null,"四级纯钛","不含临时种植体、穿颧种植体和一段式种植体。","个",520,null,null,"国械注准20183171641","牙种植体","四川拜阿蒙生物活性材料有限责任公司","四川拜阿蒙生物活性材料有限责任公司",null,"牙种植体",4215,"ZCH7","四级纯钛",{"$nulls":3},"尚无国家医保编码"]
[207,"S01980001","拜阿蒙牙种植体系统","四级纯钛种植体产品系统","四川拜阿蒙生物活性材料有限责任公司","四川拜阿蒙生物活性材料有限责任公司","种植体（含覆盖螺丝）","国械注准20183171641","牙种植体",null,"四级纯钛","不含临时种植体、穿颧种植体和一段式种植体。","个",520,null,null,"国械注准20183171641","牙种植体","四川拜阿蒙生物活性材料有限责任公司","四川拜阿蒙生物活性材料有限责任公司",null,"牙种植体",4508,"ZCH7","四级纯钛",{"$nulls":3},"尚无国家医保编码"]
[207,"S01980001","拜阿蒙牙种植体系统","四级纯钛种植体产品系统","四川拜阿蒙生物活性材料有限责任公司","四川拜阿蒙生物活性材料有限责任公司","种植体（含覆盖螺丝）","国械注准20183171641","牙种植体",null,"四级纯钛","不含临时种植体、穿颧种植体和一段式种植体。","个",520,null,null,"国械注准20183171641","牙种植体","四川拜阿蒙生物活性材料有限责任公司","四川拜阿蒙生物活性材料有限责任公司",null,"牙种植体",4509,"ZCH7","四级纯钛",{"$nulls":3},"尚无国家医保编码"]
[207,"S01980001","拜阿蒙牙种植体系统","四级纯钛种植体产品系统","四川拜阿蒙生物活性材料有限责任公司","四川拜阿蒙生物活性材料有限责任公司","种植体（含覆盖螺丝）","国械注准20183171641","牙种植体",null,"四级纯钛","不含临时种植体、穿颧种植体和一段式种植体。","个",520,null,null,"国械注准20183171641","牙种植体","四川拜阿蒙生物活性材料有限责任公司","四川拜阿蒙生物活性材料有限责任公司",null,"牙种植体",4510,"ZCH7","四级纯钛",{"$nulls":3},"尚无国家医保编码"]
[207,"S01980001","拜阿蒙牙种植体系统","四级纯钛种植体产品系统","四川拜阿蒙生物活性材料有限责任公司","四川拜阿蒙生物活性材料有限责任公司","种植体（含覆盖螺丝）","国械注准20183171641","牙种植体",null,"四级纯钛","不含临时种植体、穿颧种植体和一段式种植体。","个",520,null,null,"国械注准20183171641","牙种植体","四川拜阿蒙生物活性材料有限责任公司","四川拜阿蒙生物活性材料有限责任公司",null,"牙种植体",4512,"ZCH7","四级纯钛",{"$nulls":3},"尚无国家医保编码"]
[207,"S01980001","拜阿蒙牙种植体系统","四级纯钛种植体产品系统","四川拜阿蒙生物活性材料有限责任公司","四川拜阿蒙生物活性材料有限责任公司","种植体（含覆盖螺丝）","国械注准20183171641","牙种植体",null,"四级纯钛","不含临时种植体、穿颧种植体和一段式种植体。","个",520,null,null,"国械注准20183171641","牙种植体","四川拜阿蒙生物活性材料有限责任公司","四川拜阿蒙生物活性材料有限责任公司",null,"牙种植体",4514,"ZCH7","四级纯钛",{"$nulls":3},"尚无国家医保编码"]
[207,"S01980001","拜阿蒙牙种植体系统","四级纯钛种植体产品系统","四川拜阿蒙生物活性材料有限责任公司","四川拜阿蒙生物活性材料有限责任公司","种植体（含覆盖螺丝）","国械注准20183171641","牙种植体",null,"四级纯钛","不含临时种植体、穿颧种植体和一段式种植体。","个",520,null,null,"国械注准20183171641","牙种植体","四川拜阿蒙生物活性材料有限责任公司","四川拜阿蒙生物活性材料有限责任公司",null,"牙种植体",4515,"ZCH7","四级纯钛",{"$nulls":3},"尚无国家医保编码"]
[207,"S01980001","拜阿蒙牙种植体系统","四级纯钛种植体产品系统","四川拜阿蒙生物活性材料有限责任公司","四川拜阿蒙生物活性材料有限责任公司","种植体（含覆盖螺丝）","国械注准20183171641","牙种植体",null,"四级纯钛","不含临时种植体、穿颧种植体和一段式种植体。","个",520,null,null,"国械注准20183171641","牙种植体","四川拜阿蒙生物活性材料有限责任公司","四川拜阿蒙生物活性材料有限责任公司",null,"牙种植体",5008,"ZCH7","四级纯钛",{"$nulls":3},"尚无国家医保编码"]
[207,"S01980001","拜阿蒙牙种植体系统","四级纯钛种植体产品系统","四川拜阿蒙生物活性材料有限责任公司","四川拜阿蒙生物活性材料有限责任公司","种植体（含覆盖螺丝）","国械注准20183171641","牙种植体",null,"四级纯钛","不含临时种植体、穿颧种植体和一段式种植体。","个",520,null,null,"国械注准20183171641","牙种植体","四川拜阿蒙生物活性材料有限责任公司","四川拜阿蒙生物活性材料有限责任公司",null,"牙种植体",5009,"ZCH7","四级纯钛",{"$nulls":3},"尚无国家医保编码"]
[207,"S01980001","拜阿蒙牙种植体系统","四级纯钛种植体产品系统","四川拜阿蒙生物活性材料有限责任公司","四川拜阿蒙生物活性材料有限责任公司","种植体（含覆盖螺丝）","国械注准20183171641","牙种植体",null,"四级纯钛","不含临时种植体、穿颧种植体和一段式种植体。","个",520,null,null,"国械注准20183171641","牙种植体","四川拜阿蒙生物活性材料有限责任公司","四川拜阿蒙生物活性材料有限责任公司",null,"牙种植体",5010,"ZCH7","四级纯钛",{"$nulls":3},"尚无国家医保编码"]
[207,"S01980001","拜阿蒙牙种植体系统","四级纯钛种植体产品系统","四川拜阿蒙生物活性材料有限责任公司","四川拜阿蒙生物活性材料有限责任公司","种植体（含覆盖螺丝）","国械注准20183171641","牙种植体",null,"四级纯钛","不含临时种植体、穿颧种植体和一段式种植体。","个",520,null,null,"国械注准20183171641","牙种植体","四川拜阿蒙生物活性材料有限责任公司","四川拜阿蒙生物活性材料有限责任公司",null,"牙种植体",5012,"ZCH7","四级纯钛",{"$nulls":3},"尚无国家医保编码"]
[207,"S01980001","拜阿蒙牙种植体系统","四级纯钛种植体产品系统","四川拜阿蒙生物活性材料有限责任公司","四川拜阿蒙生物活性材料有限责任公司","种植体（含覆盖螺丝）","国械注准20183171641","牙种植体",null,"四级纯钛","不含临时种植体、穿颧种植体和一段式种植体。","个",520,null,null,"国械注准20183171641","牙种植体","四川拜阿蒙生物活性材料有限责任公司","四川拜阿蒙生物活性材料有限责任公司",null,"牙种植体",5014,"ZCH7","四级纯钛",{"$nulls":3},"尚无国家医保编码"]
[207,"S01980001","拜阿蒙牙种植体系统","四级纯钛种植体产品系统","四川拜阿蒙生物活性材料有限责任公司","四川拜阿蒙生物活性材料有限责任公司","种植体（含覆盖螺丝）","国械注准20183171641","牙种植体",null,"四级纯钛","不含临时种植体、穿颧种植体和一段式种植体。","个",520,null,null,"国械注准20183171641","牙种植体","四川拜阿蒙生物活性材料有限责任公司","四川拜阿蒙生物活性材料有限责任公司",null,"牙种植体",5015,"ZCH7","四级纯钛",{"$nulls":3},"尚无国家医保编码"]
[207,"S01980001","拜阿蒙牙种植体系统","四级纯钛种植体产品系统","四川拜阿蒙生物活性材料有限责任公司","四川拜阿蒙生物活性材料有限责任公司","种植体（含覆盖螺丝）","国械注准20183171641","牙种植体",null,"四级纯钛","不含临时种植体、穿颧种植体和一段式种植体。","个",520,null,null,"国械注准20183171641","牙种植体","四川拜阿蒙生物活性材料有限责任公司","四川拜阿蒙生物活性材料有限责任公司",null,"牙种植体",5508,"ZCH7","四级纯钛",{"$nulls":3},"尚无国家医保编码"]
[207,"S01980001","拜阿蒙牙种植体系统","四级纯钛种植体产品系统","四川拜阿蒙生物活性材料有限责任公司","四川拜阿蒙生物活性材料有限责任公司","种植体（含覆盖螺丝）","国械注准20183171641","牙种植体",null,"四级纯钛","不含临时种植体、穿颧种植体和一段式种植体。","个",520,null,null,"国械注准20183171641","牙种植体","四川拜阿蒙生物活性材料有限责任公司","四川拜阿蒙生物活性材料有限责任公司",null,"牙种植体",5509,"ZCH7","四级纯钛",{"$nulls":3},"尚无国家医保编码"]
[207,"S01980001","拜阿蒙牙种植体系统","四级纯钛种植体产品系统","四川拜阿蒙生物活性材料有限责任公司","四川拜阿蒙生物活性材料有限责任公司","种植体（含覆盖螺丝）","国械注准20183171641","牙种植体",null,"四级纯钛","不含临时种植体、穿颧种植体和一段式种植体。","个",520,null,null,"国械注准20183171641","牙种植体","四川拜阿蒙生物活性材料有限责任公司","四川拜阿蒙生物活性材料有限责任公司",null,"牙种植体",5510,"ZCH7","四级纯钛",{"$nulls":3},"尚无国家医保编码"]
[207,"S01980001","拜阿蒙牙种植体系统","四级纯钛种植体产品系统","四川拜阿蒙生物活性材料有限责任公司","四川拜阿蒙生物活性材料有限责任公司","种植体（含覆盖螺丝）","国械注准20183171641","牙种植体",null,"四级纯钛","不含临时种植体、穿颧种植体和一段式种植体。","个",520,null,null,"国械注准20183171641","牙种植体","四川拜阿蒙生物活性材料有限责任公司","四川拜阿蒙生物活性材料有限责任公司",null,"牙种植体",5512,"ZCH7","四级纯钛",{"$nulls":3},"尚无国家医保编码"]
[207,"S01980001","拜阿蒙牙种植体系统","四级纯钛种植体产品系统","四川拜阿蒙生物活性材料有限责任公司","四川拜阿蒙生物活性材料有限责任公司","种植体（含覆盖螺丝）","国械注准20183171641","牙种植体",null,"四级纯钛","不含临时种植体、穿颧种植体和一段式种植体。","个",520,null,null,"国械注准20183171641","牙种植体","四川拜阿蒙生物活性材料有限责任公司","四川拜阿蒙生物活性材料有限责任公司",null,"牙种植体",5514,"ZCH7","四级纯钛",{"$nulls":3},"尚无国家医保编码"]
[207,"S01980001","拜阿蒙牙种植体系统","四级纯钛种植体产品系统","四川拜阿蒙生物活性材料有限责任公司","四川拜阿蒙生物活性材料有限责任公司","种植体（含覆盖螺丝）","国械注准20183171641","牙种植体",null,"四级纯钛","不含临时种植体、穿颧种植体和一段式种植体。","个",520,null,null,"国械注准20183171641","牙种植体","四川拜阿蒙生物活性材料有限责任公司","四川拜阿蒙生物活性材料有限责任公司",null,"牙种植体",5515,"ZCH7","四级纯钛",{"$nulls":3},"尚无国家医保编码"]
[207,"S01980001","拜阿蒙牙种植体系统","四级纯钛种植体产品系统","四川拜阿蒙生物活性材料有限责任公司","四川拜阿蒙生物活性材料有限责任公司","种植体（含覆盖螺丝）","国械注准20183171641","牙种植体",null,"四级纯钛","不含临时种植体、穿颧种植体和一段式种植体。","个",520,null,null,"国械注准20183171641","牙种植体","四川拜阿蒙生物活性材料有限责任公司","四川拜阿蒙生物活性材料有限责任公司",null,"牙种植体",6008,"ZCH7","四级纯钛",{"$nulls":3},"尚无国家医保编码"]
[207,"S01980001","拜阿蒙牙种植体系统","四级纯钛种植体产品系统","四川拜阿蒙生物活性材料有限责任公司","四川拜阿蒙生物活性材料有限责任公司","种植体（含覆盖螺丝）","国械注准20183171641","牙种植体",null,"四级纯钛","不含临时种植体、穿颧种植体和一段式种植体。","个",520,null,null,"国械注准20183171641","牙种植体","四川拜阿蒙生物活性材料有限责任公司","四川拜阿蒙生物活性材料有限责任公司",null,"牙种植体",6009,"ZCH7","四级纯钛",{"$nulls":3},"尚无国家医保编码"]
[207,"S01980001","拜阿蒙牙种植体系统","四级纯钛种植体产品系统","四川拜阿蒙生物活性材料有限责任公司","四川拜阿蒙生物活性材料有限责任公司","种植体（含覆盖螺丝）","国械注准20183171641","牙种植体",null,"四级纯钛","不含临时种植体、穿颧种植体和一段式种植体。","个",520,null,null,"国械注准20183171641","牙种植体","四川拜阿蒙生物活性材料有限责任公司","四川拜阿蒙生物活性材料有限责任公司",null,"牙种植体",6010,"ZCH7","四级纯钛",{"$nulls":3},"尚无国家医保编码"]
[207,"S01980001","拜阿蒙牙种植体系统","四级纯钛种植体产品系统","四川拜阿蒙生物活性材料有限责任公司","四川拜阿蒙生物活性材料有限责任公司","种植体（含覆盖螺丝）","国械注准20183171641","牙种植体",null,"四级纯钛","不含临时种植体、穿颧种植体和一段式种植体。","个",520,null,null,"国械注准20183171641","牙种植体","四川拜阿蒙生物活性材料有限责任公司","四川拜阿蒙生物活性材料有限责任公司",null,"牙种植体",6012,"ZCH7","四级纯钛",{"$nulls":3},"尚无国家医保编码"]
[207,"S01980001","拜阿蒙牙种植体系统","四级纯钛种植体产品系统","四川拜阿蒙生物活性材料有限责任公司","四川拜阿蒙生物活性材料有限责任公司","种植体（含覆盖螺丝）","国械注准20183171641","牙种植体",null,"四级纯钛","不含临时种植体、穿颧种植体和一段式种植体。","个",520,null,null,"国械注准20183171641","牙种植体","四川拜阿蒙生物活性材料有限责任公司","四川拜阿蒙生物活性材料有限责任公司",null,"牙种植体",6014,"ZCH7","四级纯钛",{"$nulls":3},"尚无国家医保编码"]
[207,"S01980001","拜阿蒙牙种植体系统","四级纯钛种植体产品系统","四川拜阿蒙生物活性材料有限责任公司","四川拜阿蒙生物活性材料有限责任公司","种植体（含覆盖螺丝）","国械注准20183171641","牙种植体",null,"四级纯钛","不含临时种植体、穿颧种植体和一段式种植体。","个",520,null,null,"国械注准20183171641","牙种植体","四川拜阿蒙生物活性材料有限责任公司","四川拜阿蒙生物活性材料有限责任公司",null,"牙种植体",6015,"ZCH7","四级纯钛",{"$nulls":3},"尚无国家医保编码"]
[207,"S01980001","拜阿蒙牙种植体系统","四级纯钛种植体产品系统","四川拜阿蒙生物活性材料有限责任公司","四川拜阿蒙生物活性材料有限责任公司","种植体（含覆盖螺丝）","国械注准20183171641","牙种植体",null,"四级纯钛","不含临时种植体、穿颧种植体和一段式种植体。","个",520,null,null,"国械注准20183171641","牙种植体","四川拜阿蒙生物活性材料有限责任公司","四川拜阿蒙生物活性材料有限责任公司",null,"牙种植体",3308,"ZCT7","四级纯钛",{"$nulls":3},"尚无国家医保编码"]
[207,"S01980001","拜阿蒙牙种植体系统","四级纯钛种植体产品系统","四川拜阿蒙生物活性材料有限责任公司","四川拜阿蒙生物活性材料有限责任公司","种植体（含覆盖螺丝）","国械注准20183171641","牙种植体",null,"四级纯钛","不含临时种植体、穿颧种植体和一段式种植体。","个",520,null,null,"国械注准20183171641","牙种植体","四川拜阿蒙生物活性材料有限责任公司","四川拜阿蒙生物活性材料有限责任公司",null,"牙种植体",3309,"ZCT7","四级纯钛",{"$nulls":3},"尚无国家医保编码"]
[207,"S01980001","拜阿蒙牙种植体系统","四级纯钛种植体产品系统","四川拜阿蒙生物活性材料有限责任公司","四川拜阿蒙生物活性材料有限责任公司","种植体（含覆盖螺丝）","国械注准20183171641","牙种植体",null,"四级纯钛","不含临时种植体、穿颧种植体和一段式种植体。","个",520,null,null,"国械注准20183171641","牙种植体","四川拜阿蒙生物活性材料有限责任公司","四川拜阿蒙生物活性材料有限责任公司",null,"牙种植体",3310,"ZCT7","四级纯钛",{"$nulls":3},"尚无国家医保编码"]
[207,"S01980001","拜阿蒙牙种植体系统","四级纯钛种植体产品系统","四川拜阿蒙生物活性材料有限责任公司","四川拜阿蒙生物活性材料有限责任公司","种植体（含覆盖螺丝）","国械注准20183171641","牙种植体",null,"四级纯钛","不含临时种植体、穿颧种植体和一段式种植体。","个",520,null,null,"国械注准20183171641","牙种植体","四川拜阿蒙生物活性材料有限责任公司","四川拜阿蒙生物活性材料有限责任公司",null,"牙种植体",3312,"ZCT7","四级纯钛",{"$nulls":3},"尚无国家医保编码"]
[207,"S01980001","拜阿蒙牙种植体系统","四级纯钛种植体产品系统","四川拜阿蒙生物活性材料有限责任公司","四川拜阿蒙生物活性材料有限责任公司","种植体（含覆盖螺丝）","国械注准20183171641","牙种植体",null,"四级纯钛","不含临时种植体、穿颧种植体和一段式种植体。","个",520,null,null,"国械注准20183171641","牙种植体","四川拜阿蒙生物活性材料有限责任公司","四川拜阿蒙生物活性材料有限责任公司",null,"牙种植体",3314,"ZCT7","四级纯钛",{"$nulls":3},"尚无国家医保编码"]
[207,"S01980001","拜阿蒙牙种植体系统","四级纯钛种植体产品系统","四川拜阿蒙生物活性材料有限责任公司","四川拜阿蒙生物活性材料有限责任公司","种植体（含覆盖螺丝）","国械注准20183171641","牙种植体",null,"四级纯钛","不含临时种植体、穿颧种植体和一段式种植体。","个",520,null,null,"国械注准20183171641","牙种植体","四川拜阿蒙生物活性材料有限责任公司","四川拜阿蒙生物活性材料有限责任公司",null,"牙种植体",3315,"ZCT7","四级纯钛",{"$nulls":3},"尚无国家医保编码"]
[207,"S01980001","拜阿蒙牙种植体系统","四级纯钛种植体产品系统","四川拜阿蒙生物活性材料有限责任公司","四川拜阿蒙生物活性材料有限责任公司","种植体（含覆盖螺丝）","国械注准20183171641","牙种植体",null,"四级纯钛","不含临时种植体、穿颧种植体和一段式种植体。","个",520,null,null,"国械注准20183171641","牙种植体","四川拜阿蒙生物活性材料有限责任公司","四川拜阿蒙生物活性材料有限责任公司",null,"牙种植体",3508,"ZCT7","四级纯钛",{"$nulls":3},"尚无国家医保编码"]
[207,"S01980001","拜阿蒙牙种植体系统","四级纯钛种植体产品系统","四川拜阿蒙生物活性材料有限责任公司","四川拜阿蒙生物活性材料有限责任公司","种植体（含覆盖螺丝）","国械注准20183171641","牙种植体",null,"四级纯钛","不含临时种植体、穿颧种植体和一段式种植体。","个",520,null,null,"国械注准20183171641","牙种植体","四川拜阿蒙生物活性材料有限责任公司","四川拜阿蒙生物活性材料有限责任公司",null,"牙种植体",3509,"ZCT7","四级纯钛",{"$nulls":3},"尚无国家医保编码"]
[207,"S01980001","拜阿蒙牙种植体系统","四级纯钛种植体产品系统","四川拜阿蒙生物活性材料有限责任公司","四川拜阿蒙生物活性材料有限责任公司","种植体（含覆盖螺丝）","国械注准20183171641","牙种植体",null,"四级纯钛","不含临时种植体、穿颧种植体和一段式种植体。","个",520,null,null,"国械注准20183171641","牙种植体","四川拜阿蒙生物活性材料有限责任公司","四川拜阿蒙生物活性材料有限责任公司",null,"牙种植体",3510,"ZCT7","四级纯钛",{"$nulls":3},"尚无国家医保编码"]
[207,"S01980001","拜阿蒙牙种植体系统","四级纯钛种植体产品系统","四川拜阿蒙生物活性材料有限责任公司","四川拜阿蒙生物活性材料有限责任公司","种植体（含覆盖螺丝）","国械注准20183171641","牙种植体",null,"四级纯钛","不含临时种植体、穿颧种植体和一段式种植体。","个",520,null,null,"国械注准20183171641","牙种植体","四川拜阿蒙生物活性材料有限责任公司","四川拜阿蒙生物活性材料有限责任公司",null,"牙种植体",3512,"ZCT7","四级纯钛",{"$nulls":3},"尚无国家医保编码"]
[207,"S01980001","拜阿蒙牙种植体系统","四级纯钛种植体产品系统","四川拜阿蒙生物活性材料有限责任公司","四川拜阿蒙生物活性材料有限责任公司","种植体（含覆盖螺丝）","国械注准20183171641","牙种植体",null,"四级纯钛","不含临时种植体、穿颧种植体和一段式种植体。","个",520,null,null,"国械注准20183171641","牙种植体","四川拜阿蒙生物活性材料有限责任公司","四川拜阿蒙生物活性材料有限责任公司",null,"牙种植体",3514,"ZCT7","四级纯钛",{"$nulls":3},"尚无国家医保编码"]
[207,"S01980001","拜阿蒙牙种植体系统","四级纯钛种植体产品系统","四川拜阿蒙生物活性材料有限责任公司","四川拜阿蒙生物活性材料有限责任公司","种植体（含覆盖螺丝）","国械注准20183171641","牙种植体",null,"四级纯钛","不含临时种植体、穿颧种植体和一段式种植体。","个",520,null,null,"国械注准20183171641","牙种植体","四川拜阿蒙生物活性材料有限责任公司","四川拜阿蒙生物活性材料有限责任公司",null,"牙种植体",3515,"ZCT7","四级纯钛",{"$nulls":3},"尚无国家医保编码"]
[207,"S01980001","拜阿蒙牙种植体系统","四级纯钛种植体产品系统","四川拜阿蒙生物活性材料有限责任公司","四川拜阿蒙生物活性材料有限责任公司","种植体（含覆盖螺丝）","国械注准20183171641","牙种植体",null,"四级纯钛","不含临时种植体、穿颧种植体和一段式种植体。","个",520,null,null,"国械注准20183171641","牙种植体","四川拜阿蒙生物活性材料有限责任公司","四川拜阿蒙生物活性材料有限责任公司",null,"牙种植体",3708,"ZCT7","四级纯钛",{"$nulls":3},"尚无国家医保编码"]
[207,"S01980001","拜阿蒙牙种植体系统","四级纯钛种植体产品系统","四川拜阿蒙生物活性材料有限责任公司","四川拜阿蒙生物活性材料有限责任公司","种植体（含覆盖螺丝）","国械注准20183171641","牙种植体",null,"四级纯钛","不含临时种植体、穿颧种植体和一段式种植体。","个",520,null,null,"国械注准20183171641","牙种植体","四川拜阿蒙生物活性材料有限责任公司","四川拜阿蒙生物活性材料有限责任公司",null,"牙种植体",3709,"ZCT7","四级纯钛",{"$nulls":3},"尚无国家医保编码"]
[207,"S01980001","拜阿蒙牙种植体系统","四级纯钛种植体产品系统","四川拜阿蒙生物活性材料有限责任公司","四川拜阿蒙生物活性材料有限责任公司","种植体（含覆盖螺丝）","国械注准20183171641","牙种植体",null,"四级纯钛","不含临时种植体、穿颧种植体和一段式种植体。","个",520,null,null,"国械注准20183171641","牙种植体","四川拜阿蒙生物活性材料有限责任公司","四川拜阿蒙生物活性材料有限责任公司",null,"牙种植体",3710,"ZCT7","四级纯钛",{"$nulls":3},"尚无国家医保编码"]
[207,"S01980001","拜阿蒙牙种植体系统","四级纯钛种植体产品系统","四川拜阿蒙生物活性材料有限责任公司","四川拜阿蒙生物活性材料有限责任公司","种植体（含覆盖螺丝）","国械注准20183171641","牙种植体",null,"四级纯钛","不含临时种植体、穿颧种植体和一段式种植体。","个",520,null,null,"国械注准20183171641","牙种植体","四川拜阿蒙生物活性材料有限责任公司","四川拜阿蒙生物活性材料有限责任公司",null,"牙种植体",3712,"ZCT7","四级纯钛",{"$nulls":3},"尚无国家医保编码"]
[207,"S01980001","拜阿蒙牙种植体系统","四级纯钛种植体产品系统","四川拜阿蒙生物活性材料有限责任公司","四川拜阿蒙生物活性材料有限责任公司","种植体（含覆盖螺丝）","国械注准20183171641","牙种植体",null,"四级纯钛","不含临时种植体、穿颧种植体和一段式种植体。","个",520,null,null,"国械注准20183171641","牙种植体","四川拜阿蒙生物活性材料有限责任公司","四川拜阿蒙生物活性材料有限责任公司",null,"牙种植体",3714,"ZCT7","四级纯钛",{"$nulls":3},"尚无国家医保编码"]
[207,"S01980001","拜阿蒙牙种植体系统","四级纯钛种植体产品系统","四川拜阿蒙生物活性材料有限责任公司","四川拜阿蒙生物活性材料有限责任公司","种植体（含覆盖螺丝）","国械注准20183171641","牙种植体",null,"四级纯钛","不含临时种植体、穿颧种植体和一段式种植体。","个",520,null,null,"国械注准20183171641","牙种植体","四川拜阿蒙生物活性材料有限责任公司","四川拜阿蒙生物活性材料有限责任公司",null,"牙种植体",3715,"ZCT7","四级纯钛",{"$nulls":3},"尚无国家医保编码"]
[207,"S01980001","拜阿蒙牙种植体系统","四级纯钛种植体产品系统","四川拜阿蒙生物活性材料有限责任公司","四川拜阿蒙生物活性材料有限责任公司","种植体（含覆盖螺丝）","国械注准20183171641","牙种植体",null,"四级纯钛","不含临时种植体、穿颧种植体和一段式种植体。","个",520,null,null,"国械注准20183171641","牙种植体","四川拜阿蒙生物活性材料有限责任公司","四川拜阿蒙生物活性材料有限责任公司",null,"牙种植体",4008,"ZCT7","四级纯钛",{"$nulls":3},"尚无国家医保编码"]
[207,"S01980001","拜阿蒙牙种植体系统","四级纯钛种植体产品系统","四川拜阿蒙生物活性材料有限责任公司","四川拜阿蒙生物活性材料有限责任公司","种植体（含覆盖螺丝）","国械注准20183171641","牙种植体",null,"四级纯钛","不含临时种植体、穿颧种植体和一段式种植体。","个",520,null,null,"国械注准20183171641","牙种植体","四川拜阿蒙生物活性材料有限责任公司","四川拜阿蒙生物活性材料有限责任公司",null,"牙种植体",4009,"ZCT7","四级纯钛",{"$nulls":3},"尚无国家医保编码"]
[207,"S01980001","拜阿蒙牙种植体系统","四级纯钛种植体产品系统","四川拜阿蒙生物活性材料有限责任公司","四川拜阿蒙生物活性材料有限责任公司","种植体（含覆盖螺丝）","国械注准20183171641","牙种植体",null,"四级纯钛","不含临时种植体、穿颧种植体和一段式种植体。","个",520,null,null,"国械注准20183171641","牙种植体","四川拜阿蒙生物活性材料有限责任公司","四川拜阿蒙生物活性材料有限责任公司",null,"牙种植体",4010,"ZCT7","四级纯钛",{"$nulls":3},"尚无国家医保编码"]
[207,"S01980001","拜阿蒙牙种植体系统","四级纯钛种植体产品系统","四川拜阿蒙生物活性材料有限责任公司","四川拜阿蒙生物活性材料有限责任公司","种植体（含覆盖螺丝）","国械注准20183171641","牙种植体",null,"四级纯钛","不含临时种植体、穿颧种植体和一段式种植体。","个",520,null,null,"国械注准20183171641","牙种植体","四川拜阿蒙生物活性材料有限责任公司","四川拜阿蒙生物活性材料有限责任公司",null,"牙种植体",4012,"ZCT7","四级纯钛",{"$nulls":3},"尚无国家医保编码"]
[207,"S01980001","拜阿蒙牙种植体系统","四级纯钛种植体产品系统","四川拜阿蒙生物活性材料有限责任公司","四川拜阿蒙生物活性材料有限责任公司","种植体（含覆盖螺丝）","国械注准20183171641","牙种植体",null,"四级纯钛","不含临时种植体、穿颧种植体和一段式种植体。","个",520,null,null,"国械注准20183171641","牙种植体","四川拜阿蒙生物活性材料有限责任公司","四川拜阿蒙生物活性材料有限责任公司",null,"牙种植体",4014,"ZCT7","四级纯钛",{"$nulls":3},"尚无国家医保编码"]
[207,"S01980001","拜阿蒙牙种植体系统","四级纯钛种植体产品系统","四川拜阿蒙生物活性材料有限责任公司","四川拜阿蒙生物活性材料有限责任公司","种植体（含覆盖螺丝）","国械注准20183171641","牙种植体",null,"四级纯钛","不含临时种植体、穿颧种植体和一段式种植体。","个",520,null,null,"国械注准20183171641","牙种植体","四川拜阿蒙生物活性材料有限责任公司","四川拜阿蒙生物活性材料有限责任公司",null,"牙种植体",4015,"ZCT7","四级纯钛",{"$nulls":3},"尚无国家医保编码"]
[207,"S01980001","拜阿蒙牙种植体系统","四级纯钛种植体产品系统","四川拜阿蒙生物活性材料有限责任公司","四川拜阿蒙生物活性材料有限责任公司","种植体（含覆盖螺丝）","国械注准20183171641","牙种植体",null,"四级纯钛","不含临时种植体、穿颧种植体和一段式种植体。","个",520,null,null,"国械注准20183171641","牙种植体","四川拜阿蒙生物活性材料有限责任公司","四川拜阿蒙生物活性材料有限责任公司",null,"牙种植体",4208,"ZCT7","四级纯钛",{"$nulls":3},"尚无国家医保编码"]
[207,"S01980001","拜阿蒙牙种植体系统","四级纯钛种植体产品系统","四川拜阿蒙生物活性材料有限责任公司","四川拜阿蒙生物活性材料有限责任公司","种植体（含覆盖螺丝）","国械注准20183171641","牙种植体",null,"四级纯钛","不含临时种植体、穿颧种植体和一段式种植体。","个",520,null,null,"国械注准20183171641","牙种植体","四川拜阿蒙生物活性材料有限责任公司","四川拜阿蒙生物活性材料有限责任公司",null,"牙种植体",4209,"ZCT7","四级纯钛",{"$nulls":3},"尚无国家医保编码"]
[207,"S01980001","拜阿蒙牙种植体系统","四级纯钛种植体产品系统","四川拜阿蒙生物活性材料有限责任公司","四川拜阿蒙生物活性材料有限责任公司","种植体（含覆盖螺丝）","国械注准20183171641","牙种植体",null,"四级纯钛","不含临时种植体、穿颧种植体和一段式种植体。","个",520,null,null,"国械注准20183171641","牙种植体","四川拜阿蒙生物活性材料有限责任公司","四川拜阿蒙生物活性材料有限责任公司",null,"牙种植体",4210,"ZCT7","四级纯钛",{"$nulls":3},"尚无国家医保编码"]
[207,"S01980001","拜阿蒙牙种植体系统","四级纯钛种植体产品系统","四川拜阿蒙生物活性材料有限责任公司","四川拜阿蒙生物活性材料有限责任公司","种植体（含覆盖螺丝）","国械注准20183171641","牙种植体",null,"四级纯钛","不含临时种植体、穿颧种植体和一段式种植体。","个",520,null,null,"国械注准20183171641","牙种植体","四川拜阿蒙生物活性材料有限责任公司","四川拜阿蒙生物活性材料有限责任公司",null,"牙种植体",4212,"ZCT7","四级纯钛",{"$nulls":3},"尚无国家医保编码"]
[207,"S01980001","拜阿蒙牙种植体系统","四级纯钛种植体产品系统","四川拜阿蒙生物活性材料有限责任公司","四川拜阿蒙生物活性材料有限责任公司","种植体（含覆盖螺丝）","国械注准20183171641","牙种植体",null,"四级纯钛","不含临时种植体、穿颧种植体和一段式种植体。","个",520,null,null,"国械注准20183171641","牙种植体","四川拜阿蒙生物活性材料有限责任公司","四川拜阿蒙生物活性材料有限责任公司",null,"牙种植体",4214,"ZCT7","四级纯钛",{"$nulls":3},"尚无国家医保编码"]
[207,"S01980001","拜阿蒙牙种植体系统","四级纯钛种植体产品系统","四川拜阿蒙生物活性材料有限责任公司","四川拜阿蒙生物活性材料有限责任公司","种植体（含覆盖螺丝）","国械注准20183171641","牙种植体",null,"四级纯钛","不含临时种植体、穿颧种植体和一段式种植体。","个",520,null,null,"国械注准20183171641","牙种植体","四川拜阿蒙生物活性材料有限责任公司","四川拜阿蒙生物活性材料有限责任公司",null,"牙种植体",4215,"ZCT7","四级纯钛",{"$nulls":3},"尚无国家医保编码"]
[207,"S01980001","拜阿蒙牙种植体系统","四级纯钛种植体产品系统","四川拜阿蒙生物活性材料有限责任公司","四川拜阿蒙生物活性材料有限责任公司","种植体（含覆盖螺丝）","国械注准20183171641","牙种植体",null,"四级纯钛","不含临时种植体、穿颧种植体和一段式种植体。","个",520,null,null,"国械注准20183171641","牙种植体","四川拜阿蒙生物活性材料有限责任公司","四川拜阿蒙生物活性材料有限责任公司",null,"牙种植体",4508,"ZCT7","四级纯钛",{"$nulls":3},"尚无国家医保编码"]
[207,"S01980001","拜阿蒙牙种植体系统","四级纯钛种植体产品系统","四川拜阿蒙生物活性材料有限责任公司","四川拜阿蒙生物活性材料有限责任公司","种植体（含覆盖螺丝）","国械注准20183171641","牙种植体",null,"四级纯钛","不含临时种植体、穿颧种植体和一段式种植体。","个",520,null,null,"国械注准20183171641","牙种植体","四川拜阿蒙生物活性材料有限责任公司","四川拜阿蒙生物活性材料有限责任公司",null,"牙种植体",4509,"ZCT7","四级纯钛",{"$nulls":3},"尚无国家医保编码"]
[207,"S01980001","拜阿蒙牙种植体系统","四级纯钛种植体产品系统","四川拜阿蒙生物活性材料有限责任公司","四川拜阿蒙生物活性材料有限责任公司","种植体（含覆盖螺丝）","国械注准20183171641","牙种植体",null,"四级纯钛","不含临时种植体、穿颧种植体和一段式种植体。","个",520,null,null,"国械注准20183171641","牙种植体","四川拜阿蒙生物活性材料有限责任公司","四川拜阿蒙生物活性材料有限责任公司",null,"牙种植体",4510,"ZCT7","四级纯钛",{"$nulls":3},"尚无国家医保编码"]
[207,"S01980001","拜阿蒙牙种植体系统","四级纯钛种植体产品系统","四川拜阿蒙生物活性材料有限责任公司","四川拜阿蒙生物活性材料有限责任公司","种植体（含覆盖螺丝）","国械注准20183171641","牙种植体",null,"四级纯钛","不含临时种植体、穿颧种植体和一段式种植体。","个",520,null,null,"国械注准20183171641","牙种植体","四川拜阿蒙生物活性材料有限责任公司","四川拜阿蒙生物活性材料有限责任公司",null,"牙种植体",4512,"ZCT7","四级纯钛",{"$nulls":3},"尚无国家医保编码"]
[207,"S01980001","拜阿蒙牙种植体系统","四级纯钛种植体产品系统","四川拜阿蒙生物活性材料有限责任公司","四川拜阿蒙生物活性材料有限责任公司","种植体（含覆盖螺丝）","国械注准20183171641","牙种植体",null,"四级纯钛","不含临时种植体、穿颧种植体和一段式种植体。","个",520,null,null,"国械注准20183171641","牙种植体","四川拜阿蒙生物活性材料有限责任公司","四川拜阿蒙生物活性材料有限责任公司",null,"牙种植体",4514,"ZCT7","四级纯钛",{"$nulls":3},"尚无国家医保编码"]
[207,"S01980001","拜阿蒙牙种植体系统","四级纯钛种植体产品系统","四川拜阿蒙生物活性材料有限责任公司","四川拜阿蒙生物活性材料有限责任公司","种植体（含覆盖螺丝）","国械注准20183171641","牙种植体",null,"四级纯钛","不含临时种植体、穿颧种植体和一段式种植体。","个",520,null,null,"国械注准20183171641","牙种植体","四川拜阿蒙生物活性材料有限责任公司","四川拜阿蒙生物活性材料有限责任公司",null,"牙种植体",4515,"ZCT7","四级纯钛",{"$nulls":3},"尚无国家医保编码"]
[207,"S01980001","拜阿蒙牙种植体系统","四级纯钛种植体产品系统","四川拜阿蒙生物活性材料有限责任公司","四川拜阿蒙生物活性材料有限责任公司","种植体（含覆盖螺丝）","国械注准20183171641","牙种植体",null,"四级纯钛","不含临时种植体、穿颧种植体和一段式种植体。","个",520,null,null,"国械注准20183171641","牙种植体","四川拜阿蒙生物活性材料有限责任公司","四川拜阿蒙生物活性材料有限责任公司",null,"牙种植体",5008,"ZCT7","四级纯钛",{"$nulls":3},"尚无国家医保编码"]
[207,"S01980001","拜阿蒙牙种植体系统","四级纯钛种植体产品系统","四川拜阿蒙生物活性材料有限责任公司","四川拜阿蒙生物活性材料有限责任公司","种植体（含覆盖螺丝）","国械注准20183171641","牙种植体",null,"四级纯钛","不含临时种植体、穿颧种植体和一段式种植体。","个",520,null,null,"国械注准20183171641","牙种植体","四川拜阿蒙生物活性材料有限责任公司","四川拜阿蒙生物活性材料有限责任公司",null,"牙种植体",5009,"ZCT7","四级纯钛",{"$nulls":3},"尚无国家医保编码"]
[207,"S01980001","拜阿蒙牙种植体系统","四级纯钛种植体产品系统","四川拜阿蒙生物活性材料有限责任公司","四川拜阿蒙生物活性材料有限责任公司","种植体（含覆盖螺丝）","国械注准20183171641","牙种植体",null,"四级纯钛","不含临时种植体、穿颧种植体和一段式种植体。","个",520,null,null,"国械注准20183171641","牙种植体","四川拜阿蒙生物活性材料有限责任公司","四川拜阿蒙生物活性材料有限责任公司",null,"牙种植体",5010,"ZCT7","四级纯钛",{"$nulls":3},"尚无国家医保编码"]
[207,"S01980001","拜阿蒙牙种植体系统","四级纯钛种植体产品系统","四川拜阿蒙生物活性材料有限责任公司","四川拜阿蒙生物活性材料有限责任公司","种植体（含覆盖螺丝）","国械注准20183171641","牙种植体",null,"四级纯钛","不含临时种植体、穿颧种植体和一段式种植体。","个",520,null,null,"国械注准20183171641","牙种植体","四川拜阿蒙生物活性材料有限责任公司","四川拜阿蒙生物活性材料有限责任公司",null,"牙种植体",5012,"ZCT7","四级纯钛",{"$nulls":3},"尚无国家医保编码"]
[207,"S01980001","拜阿蒙牙种植体系统","四级纯钛种植体产品系统","四川拜阿蒙生物活性材料有限责任公司","四川拜阿蒙生物活性材料有限责任公司","种植体（含覆盖螺丝）","国械注准20183171641","牙种植体",null,"四级纯钛","不含临时种植体、穿颧种植体和一段式种植体。","个",520,null,null,"国械注准20183171641","牙种植体","四川拜阿蒙生物活性材料有限责任公司","四川拜阿蒙生物活性材料有限责任公司",null,"牙种植体",5014,"ZCT7","四级纯钛",{"$nulls":3},"尚无国家医保编码"]
[207,"S01980001","拜阿蒙牙种植体系统","四级纯钛种植体产品系统","四川拜阿蒙生物活性材料有限责任公司","四川拜阿蒙生物活性材料有限责任公司","种植体（含覆盖螺丝）","国械注准20183171641","牙种植体",null,"四级纯钛","不含临时种植体、穿颧种植体和一段式种植体。","个",520,null,null,"国械注准20183171641","牙种植体","四川拜阿蒙生物活性材料有限责任公司","四川拜阿蒙生物活性材料有限责任公司",null,"牙种植体",5015,"ZCT7","四级纯钛",{"$nulls":3},"尚无国家医保编码"]
[207,"S01980001","拜阿蒙牙种植体系统","四级纯钛种植体产品系统","四川拜阿蒙生物活性材料有限责任公司","四川拜阿蒙生物活性材料有限责任公司","种植体（含覆盖螺丝）","国械注准20183171641","牙种植体",null,"四级纯钛","不含临时种植体、穿颧种植体和一段式种植体。","个",520,null,null,"国械注准20183171641","牙种植体","四川拜阿蒙生物活性材料有限责任公司","四川拜阿蒙生物活性材料有限责任公司",null,"牙种植体",5508,"ZCT7","四级纯钛",{"$nulls":3},"尚无国家医保编码"]
[207,"S01980001","拜阿蒙牙种植体系统","四级纯钛种植体产品系统","四川拜阿蒙生物活性材料有限责任公司","四川拜阿蒙生物活性材料有限责任公司","种植体（含覆盖螺丝）","国械注准20183171641","牙种植体",null,"四级纯钛","不含临时种植体、穿颧种植体和一段式种植体。","个",520,null,null,"国械注准20183171641","牙种植体","四川拜阿蒙生物活性材料有限责任公司","四川拜阿蒙生物活性材料有限责任公司",null,"牙种植体",5509,"ZCT7","四级纯钛",{"$nulls":3},"尚无国家医保编码"]
[207,"S01980001","拜阿蒙牙种植体系统","四级纯钛种植体产品系统","四川拜阿蒙生物活性材料有限责任公司","四川拜阿蒙生物活性材料有限责任公司","种植体（含覆盖螺丝）","国械注准20183171641","牙种植体",null,"四级纯钛","不含临时种植体、穿颧种植体和一段式种植体。","个",520,null,null,"国械注准20183171641","牙种植体","四川拜阿蒙生物活性材料有限责任公司","四川拜阿蒙生物活性材料有限责任公司",null,"牙种植体",5510,"ZCT7","四级纯钛",{"$nulls":3},"尚无国家医保编码"]
[207,"S01980001","拜阿蒙牙种植体系统","四级纯钛种植体产品系统","四川拜阿蒙生物活性材料有限责任公司","四川拜阿蒙生物活性材料有限责任公司","种植体（含覆盖螺丝）","国械注准20183171641","牙种植体",null,"四级纯钛","不含临时种植体、穿颧种植体和一段式种植体。","个",520,null,null,"国械注准20183171641","牙种植体","四川拜阿蒙生物活性材料有限责任公司","四川拜阿蒙生物活性材料有限责任公司",null,"牙种植体",5512,"ZCT7","四级纯钛",{"$nulls":3},"尚无国家医保编码"]
[207,"S01980001","拜阿蒙牙种植体系统","四级纯钛种植体产品系统","四川拜阿蒙生物活性材料有限责任公司","四川拜阿蒙生物活性材料有限责任公司","种植体（含覆盖螺丝）","国械注准20183171641","牙种植体",null,"四级纯钛","不含临时种植体、穿颧种植体和一段式种植体。","个",520,null,null,"国械注准20183171641","牙种植体","四川拜阿蒙生物活性材料有限责任公司","四川拜阿蒙生物活性材料有限责任公司",null,"牙种植体",5514,"ZCT7","四级纯钛",{"$nulls":3},"尚无国家医保编码"]
[207,"S01980001","拜阿蒙牙种植体系统","四级纯钛种植体产品系统","四川拜阿蒙生物活性材料有限责任公司","四川拜阿蒙生物活性材料有限责任公司","种植体（含覆盖螺丝）","国械注准20183171641","牙种植体",null,"四级纯钛","不含临时种植体、穿颧种植体和一段式种植体。","个",520,null,null,"国械注准20183171641","牙种植体","四川拜阿蒙生物活性材料有限责任公司","四川拜阿蒙生物活性材料有限责任公司",null,"牙种植体",5515,"ZCT7","四级纯钛",{"$nulls":3},"尚无国家医保编码"]
[207,"S01980001","拜阿蒙牙种植体系统","四级纯钛种植体产品系统","四川拜阿蒙生物活性材料有限责任公司","四川拜阿蒙生物活性材料有限责任公司","种植体（含覆盖螺丝）","国械注准20183171641","牙种植体",null,"四级纯钛","不含临时种植体、穿颧种植体和一段式种植体。","个",520,null,null,"国械注准20183171641","牙种植体","四川拜阿蒙生物活性材料有限责任公司","四川拜阿蒙生物活性材料有限责任公司",null,"牙种植体",6008,"ZCT7","四级纯钛",{"$nulls":3},"尚无国家医保编码"]
[207,"S01980001","拜阿蒙牙种植体系统","四级纯钛种植体产品系统","四川拜阿蒙生物活性材料有限责任公司","四川拜阿蒙生物活性材料有限责任公司","种植体（含覆盖螺丝）","国械注准20183171641","牙种植体",null,"四级纯钛","不含临时种植体、穿颧种植体和一段式种植体。","个",520,null,null,"国械注准20183171641","牙种植体","四川拜阿蒙生物活性材料有限责任公司","四川拜阿蒙生物活性材料有限责任公司",null,"牙种植体",6009,"ZCT7","四级纯钛",{"$nulls":3},"尚无国家医保编码"]
[207,"S01980001","拜阿蒙牙种植体系统","四级纯钛种植体产品系统","四川拜阿蒙生物活性材料有限责任公司","四川拜阿蒙生物活性材料有限责任公司","种植体（含覆盖螺丝）","国械注准20183171641","牙种植体",null,"四级纯钛","不含临时种植体、穿颧种植体和一段式种植体。","个",520,null,null,"国械注准20183171641","牙种植体","四川拜阿蒙生物活性材料有限责任公司","四川拜阿蒙生物活性材料有限责任公司",null,"牙种植体",6010,"ZCT7","四级纯钛",{"$nulls":3},"尚无国家医保编码"]
[207,"S01980001","拜阿蒙牙种植体系统","四级纯钛种植体产品系统","四川拜阿蒙生物活性材料有限责任公司","四川拜阿蒙生物活性材料有限责任公司","种植体（含覆盖螺丝）","国械注准20183171641","牙种植体",null,"四级纯钛","不含临时种植体、穿颧种植体和一段式种植体。","个",520,null,null,"国械注准20183171641","牙种植体","四川拜阿蒙生物活性材料有限责任公司","四川拜阿蒙生物活性材料有限责任公司",null,"牙种植体",6012,"ZCT7","四级纯钛",{"$nulls":3},"尚无国家医保编码"]
[207,"S01980001","拜阿蒙牙种植体系统","四级纯钛种植体产品系统","四川拜阿蒙生物活性材料有限责任公司","四川拜阿蒙生物活性材料有限责任公司","种植体（含覆盖螺丝）","国械注准20183171641","牙种植体",null,"四级纯钛","不含临时种植体、穿颧种植体和一段式种植体。","个",520,null,null,"国械注准20183171641","牙种植体","四川拜阿蒙生物活性材料有限责任公司","四川拜阿蒙生物活性材料有限责任公司",null,"牙种植体",6014,"ZCT7","四级纯钛",{"$nulls":3},"尚无国家医保编码"]
[207,"S01980001","拜阿蒙牙种植体系统","四级纯钛种植体产品系统","四川拜阿蒙生物活性材料有限责任公司","四川拜阿蒙生物活性材料有限责任公司","种植体（含覆盖螺丝）","国械注准20183171641","牙种植体",null,"四级纯钛","不含临时种植体、穿颧种植体和一段式种植体。","个",520,null,null,"国械注准20183171641","牙种植体","四川拜阿蒙生物活性材料有限责任公司","四川拜阿蒙生物活性材料有限责任公司",null,"牙种植体",6015,"ZCT7","四级纯钛",{"$nulls":3},"尚无国家医保编码"]
[19,"J01150001","TS SA种植体系统","四级纯钛种植体产品系统","奥齿泰（北京）商贸有限公司","奥齿泰种植体有限责任公司Osstem Implant Co.,Ltd.","愈合基台","国械注进20163172514","基台系统Port Abutment System & OssBuilder Components",null,"包含注册证下相关部件所有材质","不区分材质","个",27,null,null,"国械注进20163172514","基台系统Port Abutment System & OssBuilder Components","奥齿泰种植体有限责任公司Osstem Implant Co.,Ltd.","奥齿泰（北京）商贸有限公司","a327bf13982211ecb3f890e2ba8d9d30","基台系统","钛网愈合帽，直径：4.0mm，高度：3.98mm（见注册证第3页第4条）","SMHA443","纯钛4级，无表面处理",{"$nulls":3},"尚无国家医保编码"]
[19,"J01150001","TS SA种植体系统","四级纯钛种植体产品系统","奥齿泰（北京）商贸有限公司","奥齿泰种植体有限责任公司Osstem Implant Co.,Ltd.","愈合基台","国械注进20163172514","基台系统Port Abutment System & OssBuilder Components",null,"包含注册证下相关部件所有材质","不区分材质","个",27,null,null,"国械注进20163172514","基台系统Port Abutment System & OssBuilder Components","奥齿泰种植体有限责任公司Osstem Implant Co.,Ltd.","奥齿泰（北京）商贸有限公司","a327bf13982211ecb3f890e2ba8d9d30","基台系统","钛网愈合帽，直径：4.0mm，高度：3.98mm（见注册证第3页第4条）","SMHA444","纯钛4级，无表面处理",{"$nulls":3},"尚无国家医保编码"]
[153,"J05500001","钛合金种植体系统","钛合金种植体产品系统","驭楚（上海）贸易有限公司","科特斯牙科种植体工业有限公司 Cortex Dental Implants Industries Ltd.","种植体替代体","国械备20161141号","牙科种植体手术工具包",null,"包含注册证下相关部件所有材质","不区分材质","个",37,null,null,"国械备20161141号","牙科种植体手术工具包","Cortex Dental Implants Industries LTD","驭楚（上海）贸易有限公司",null,"牙科种植体手术工具包","CO-8040","CO-8040","不锈钢、钛合金Ti6AI4V-ELI组成",{"$nulls":3},"尚无国家医保编码"]
[154,"J05500001","钛合金种植体系统","钛合金种植体产品系统","驭楚（上海）贸易有限公司","科特斯牙科种植体工业有限公司 Cortex Dental Implants Industries Ltd.","转移杆","国械备20161141号","牙科种植体手术工具包",null,"包含注册证下相关部件所有材质","不区分材质","个",88,null,null,"国械备20161141号","牙科种植体手术工具包","Cortex Dental Implants Industries LTD","驭楚（上海）贸易有限公司",null,"牙科种植体手术工具包","转移帽","CO-8080","不锈钢、钛合金Ti6AI4V-ELI组成",{"$nulls":3},"尚无国家医保编码"]
[154,"J05500001","钛合金种植体系统","钛合金种植体产品系统","驭楚（上海）贸易有限公司","科特斯牙科种植体工业有限公司 Cortex Dental Implants Industries Ltd.","转移杆","国械备20161141号","牙科种植体手术工具包",null,"包含注册证下相关部件所有材质","不区分材质","个",88,null,null,"国械备20161141号","牙科种植体手术工具包","Cortex Dental Implants Industries LTD","驭楚（上海）贸易有限公司",null,"牙科种植体手术工具包","转移帽","CO-8060","不锈钢、钛合金Ti6AI4V-ELI组成",{"$nulls":3},"尚无国家医保编码"]
[154,"J05500001","钛合金种植体系统","钛合金种植体产品系统","驭楚（上海）贸易有限公司","科特斯牙科种植体工业有限公司 Cortex Dental Implants Industries Ltd.","转移杆","国械备20161141号","牙科种植体手术工具包",null,"包含注册证下相关部件所有材质","不区分材质","个",88,null,null,"国械备20161141号","牙科种植体手术工具包","Cortex Dental Implants Industries LTD","驭楚（上海）贸易有限公司",null,"牙科种植体手术工具包","转移帽","CO-8071","不锈钢、钛合金Ti6AI4V-ELI组成",{"$nulls":3},"尚无国家医保编码"]
[154,"J05500001","钛合金种植体系统","钛合金种植体产品系统","驭楚（上海）贸易有限公司","科特斯牙科种植体工业有限公司 Cortex Dental Implants Industries Ltd.","转移杆","国械备20161141号","牙科种植体手术工具包",null,"包含注册证下相关部件所有材质","不区分材质","个",88,null,null,"国械备20161141号","牙科种植体手术工具包","Cortex Dental Implants Industries LTD","驭楚（上海）贸易有限公司",null,"牙科种植体手术工具包","转移帽","CO-8072","不锈钢、钛合金Ti6AI4V-ELI组成",{"$nulls":3},"尚无国家医保编码"]
[154,"J05500001","钛合金种植体系统","钛合金种植体产品系统","驭楚（上海）贸易有限公司","科特斯牙科种植体工业有限公司 Cortex Dental Implants Industries Ltd.","转移杆","国械备20161141号","牙科种植体手术工具包",null,"包含注册证下相关部件所有材质","不区分材质","个",88,null,null,"国械备20161141号","牙科种植体手术工具包","Cortex Dental Implants Industries LTD","驭楚（上海）贸易有限公司",null,"牙科种植体手术工具包","转移帽","CO-8055","不锈钢、钛合金Ti6AI4V-ELI组成",{"$nulls":3},"尚无国家医保编码"]
[154,"J05500001","钛合金种植体系统","钛合金种植体产品系统","驭楚（上海）贸易有限公司","科特斯牙科种植体工业有限公司 Cortex Dental Implants Industries Ltd.","转移杆","国械备20161141号","牙科种植体手术工具包",null,"包含注册证下相关部件所有材质","不区分材质","个",88,null,null,"国械备20161141号","牙科种植体手术工具包","Cortex Dental Implants Industries LTD","驭楚（上海）贸易有限公司",null,"牙科种植体手术工具包","转移帽","CO-8085","不锈钢、钛合金Ti6AI4V-ELI组成",{"$nulls":3},"尚无国家医保编码"]
[154,"J05500001","钛合金种植体系统","钛合金种植体产品系统","驭楚（上海）贸易有限公司","科特斯牙科种植体工业有限公司 Cortex Dental Implants Industries Ltd.","转移杆","国械备20161141号","牙科种植体手术工具包",null,"包含注册证下相关部件所有材质","不区分材质","个",88,null,null,"国械备20161141号","牙科种植体手术工具包","Cortex Dental Implants Industries LTD","驭楚（上海）贸易有限公司",null,"牙科种植体手术工具包","转移帽","CO-8070","不锈钢、钛合金Ti6AI4V-ELI组成",{"$nulls":3},"尚无国家医保编码"]
[154,"J05500001","钛合金种植体系统","钛合金种植体产品系统","驭楚（上海）贸易有限公司","科特斯牙科种植体工业有限公司 Cortex Dental Implants Industries Ltd.","转移杆","国械备20161141号","牙科种植体手术工具包",null,"包含注册证下相关部件所有材质","不区分材质","个",88,null,null,"国械备20161141号","牙科种植体手术工具包","Cortex Dental Implants Industries LTD","驭楚（上海）贸易有限公司",null,"牙科种植体手术工具包","转移帽","CO-8075","不锈钢、钛合金Ti6AI4V-ELI组成",{"$nulls":3},"尚无国家医保编码"]
[154,"J05500001","钛合金种植体系统","钛合金种植体产品系统","驭楚（上海）贸易有限公司","科特斯牙科种植体工业有限公司 Cortex Dental Implants Industries Ltd.","转移杆","国械备20161141号","牙科种植体手术工具包",null,"包含注册证下相关部件所有材质","不区分材质","个",88,null,null,"国械备20161141号","牙科种植体手术工具包","Cortex Dental Implants Industries LTD","驭楚（上海）贸易有限公司",null,"牙科种植体手术工具包","转移帽","CO-8050","不锈钢、钛合金Ti6AI4V-ELI组成",{"$nulls":3},"尚无国家医保编码"]
[154,"J05500001","钛合金种植体系统","钛合金种植体产品系统","驭楚（上海）贸易有限公司","科特斯牙科种植体工业有限公司 Cortex Dental Implants Industries Ltd.","转移杆","国械备20161141号","牙科种植体手术工具包",null,"包含注册证下相关部件所有材质","不区分材质","个",88,null,null,"国械备20161141号","牙科种植体手术工具包","Cortex Dental Implants Industries LTD","驭楚（上海）贸易有限公司",null,"牙科种植体手术工具包","转移帽","CO-8065","不锈钢、钛合金Ti6AI4V-ELI组成",{"$nulls":3},"尚无国家医保编码"]
[89,"J02770001","意大利BB种植系统","四级纯钛种植体产品系统","北京莱顿医疗器械有限责任公司","B&B齿科公司B. & B. Dental s.r.l.","种植体替代体","国械备20160309号","牙科种植定位器",null,"包含注册证下相关部件所有材质","不区分材质","个",6,null,null,"国械备20160309号","牙科种植定位器","B&B 齿科公司B.&B. Dental s.r.l.","北京莱顿医疗器械有限责任公司",null,"愈合帽","SL-6030","SL-6030","钛合金",{"$nulls":3},"尚无国家医保编码"]

{"sheet":"企业未标识产品","index":2,"n_rows":6889,"n_cols":15,"rows_kept":4500,"cut":true,"bounds":{"rows_first":2000,"rows_last":500,"rows_between":2000,"halvings":0}}
["GoodsId","医疗器械注册证编号","医疗器械注册证号","医疗器械注册备案产品名称","注册备案人","国家医保编码企业名称","单件产品编码","单件产品名称","规格","型号","产品材质","国家医保编码20位","国家医保编码27位","udi","备注"]
["28447004-3e20-11ed-9447-b4055d63f15c","aee38dec-3b0c-11ed-9447-b4055d63f15c","国械注准20223171063","牙种植体及附件","江苏人冠医疗科技有限公司","江苏人冠医疗科技有限公司","25436e3c-3e1f-11ed-9447-b4055d63f15c","牙种植体及附件-覆盖螺丝","覆盖螺丝 NP 0.4mm",1050110,"TC4ELI","C0702041390200112144","C07020413902001121440000001",null,"申报企业自主确认为非招标产品、非中选产品或中选部件的附件（如覆盖螺丝、中央螺丝等）产品之一"]
["2844df92-3e20-11ed-9447-b4055d63f15c","aee38dec-3b0c-11ed-9447-b4055d63f15c","国械注准20223171063","牙种植体及附件","江苏人冠医疗科技有限公司","江苏人冠医疗科技有限公司","25436e3c-3e1f-11ed-9447-b4055d63f15c","牙种植体及附件-覆盖螺丝","覆盖螺丝 RP 0.4mm",1050220,"TC4ELI","C0702041390200112144","C07020413902001121440000002",null,"申报企业自主确认为非招标产品、非中选产品或中选部件的附件（如覆盖螺丝、中央螺丝等）产品之一"]
["2844f353-3e20-11ed-9447-b4055d63f15c","aee38dec-3b0c-11ed-9447-b4055d63f15c","国械注准20223171063","牙种植体及附件","江苏人冠医疗科技有限公司","江苏人冠医疗科技有限公司","25436e3c-3e1f-11ed-9447-b4055d63f15c","牙种植体及附件-覆盖螺丝","覆盖螺丝 NP 0.4mm",1050210,"TC4ELI","C0702041390200112144","C07020413902001121440000003",null,"申报企业自主确认为非招标产品、非中选产品或中选部件的附件（如覆盖螺丝、中央螺丝等）产品之一"]
["2844fd3e-3e20-11ed-9447-b4055d63f15c","aee38dec-3b0c-11ed-9447-b4055d63f15c","国械注准20223171063","牙种植体及附件","江苏人冠医疗科技有限公司","江苏人冠医疗科技有限公司","25436e3c-3e1f-11ed-9447-b4055d63f15c","牙种植体及附件-覆盖螺丝","覆盖螺丝 RP 0.4mm",1050120,"TC4ELI","C0702041390200112144","C07020413902001121440000004",null,"申报企业自主确认为非招标产品、非中选产品或中选部件的附件（如覆盖螺丝、中央螺丝等）产品之一"]
["48b4a93c-3e2c-11ed-9447-b4055d63f15c","9658f192-3b10-11ed-9447-b4055d63f15c","国械注准20223171152","基台及附件","江苏人冠医疗科技有限公司","江苏人冠医疗科技有限公司","35bbb5b1-3e2c-11ed-9447-b4055d63f15c","基台及附件-覆盖螺丝","覆盖螺丝 RP 1.4mm",2011220,"TC4ELI","C0702041390200112144","C07020413902001121440000005",null,"申报企业自主确认为非招标产品、非中选产品或中选部件的附件（如覆盖螺丝、中央螺丝等）产品之一"]
["48b4facb-3e2c-11ed-9447-b4055d63f15c","9658f192-3b10-11ed-9447-b4055d63f15c","国械注准20223171152","基台及附件","江苏人冠医疗科技有限公司","江苏人冠医疗科技有限公司","35bbb5b1-3e2c-11ed-9447-b4055d63f15c","基台及附件-覆盖螺丝","覆盖螺丝 NP 2mm",2011130,"TC4ELI","C0702041390200112144","C07020413902001121440000006",null,"申报企业自主确认为非招标产品、非中选产品或中选部件的附件（如覆盖螺丝、中央螺丝等）产品之一"]
["48b51358-3e2c-11ed-9447-b4055d63f15c","9658f192-3b10-11ed-9447-b4055d63f15c","国械注准20223171152","基台及附件","江苏人冠医疗科技有限公司","江苏人冠医疗科技有限公司","35bbb5b1-3e2c-11ed-9447-b4055d63f15c","基台及附件-覆盖螺丝","覆盖螺丝 RP 1.4mm","2010220A","TC4ELI","C0702041390200112144","C07020413902001121440000007",null,"申报企业自主确认为非招标产品、非中选产品或中选部件的附件（如覆盖螺丝、中央螺丝等）产品之一"]
["48b538c8-3e2c-11ed-9447-b4055d63f15c","9658f192-3b10-11ed-9447-b4055d63f15c","国械注准20223171152","基台及附件","江苏人冠医疗科技有限公司","江苏人冠医疗科技有限公司","35bbb5b1-3e2c-11ed-9447-b4055d63f15c","基台及附件-覆盖螺丝","覆盖螺丝 NP 1.4mm",2011120,"TC4ELI","C0702041390200112144","C07020413902001121440000008",null,"申报企业自主确认为非招标产品、非中选产品或中选部件的附件（如覆盖螺丝、中央螺丝等）产品之一"]
["48b54467-3e2c-11ed-9447-b4055d63f15c","9658f192-3b10-11ed-9447-b4055d63f15c","国械注准20223171152","基台及附件","江苏人冠医疗科技有限公司","江苏人冠医疗科技有限公司","35bbb5b1-3e2c-11ed-9447-b4055d63f15c","基台及附件-覆盖螺丝","覆盖螺丝 RP 0.4mm",2011210,"TC4ELI","C0702041390200112144","C07020413902001121440000009",null,"申报企业自主确认为非招标产品、非中选产品或中选部件的附件（如覆盖螺丝、中央螺丝等）产品之一"]
["48b55048-3e2c-11ed-9447-b4055d63f15c","9658f192-3b10-11ed-9447-b4055d63f15c","国械注准20223171152","基台及附件","江苏人冠医疗科技有限公司","江苏人冠医疗科技有限公司","35bbb5b1-3e2c-11ed-9447-b4055d63f15c","基台及附件-覆盖螺丝","覆盖螺丝 NP 2mm","2010130A","TC4ELI","C0702041390200112144","C07020413902001121440000010",null,"申报企业自主确认为非招标产品、非中选产品或中选部件的附件（如覆盖螺丝、中央螺丝等）产品之一"]
["48b58025-3e2c-11ed-9447-b4055d63f15c","9658f192-3b10-11ed-9447-b4055d63f15c","国械注准20223171152","基台及附件","江苏人冠医疗科技有限公司","江苏人冠医疗科技有限公司","35bbb5b1-3e2c-11ed-9447-b4055d63f15c","基台及附件-覆盖螺丝","覆盖螺丝 RP 0.4mm","2010210A","TC4ELI","C0702041390200112144","C07020413902001121440000011",null,"申报企业自主确认为非招标产品、非中选产品或中选部件的附件（如覆盖螺丝、中央螺丝等）产品之一"]
["48b599b0-3e2c-11ed-9447-b4055d63f15c","9658f192-3b10-11ed-9447-b4055d63f15c","国械注准20223171152","基台及附件","江苏人冠医疗科技有限公司","江苏人冠医疗科技有限公司","35bbb5b1-3e2c-11ed-9447-b4055d63f15c","基台及附件-覆盖螺丝","覆盖螺丝 NP 0.4mm","2010110A","TC4ELI","C0702041390200112144","C07020413902001121440000012",null,"申报企业自主确认为非招标产品、非中选产品或中选部件的附件（如覆盖螺丝、中央螺丝等）产品之一"]
["48b5a590-3e2c-11ed-9447-b4055d63f15c","9658f192-3b10-11ed-9447-b4055d63f15c","国械注准20223171152","基台及附件","江苏人冠医疗科技有限公司","江苏人冠医疗科技有限公司","35bbb5b1-3e2c-11ed-9447-b4055d63f15c","基台及附件-覆盖螺丝","覆盖螺丝 NP 0.4mm",2011110,"TC4ELI","C0702041390200112144","C07020413902001121440000013",null,"申报企业自主确认为非招标产品、非中选产品或中选部件的附件（如覆盖螺丝、中央螺丝等）产品之一"]
["48b5c797-3e2c-11ed-9447-b4055d63f15c","9658f192-3b10-11ed-9447-b4055d63f15c","国械注准20223171152","基台及附件","江苏人冠医疗科技有限公司","江苏人冠医疗科技有限公司","35bbb5b1-3e2c-11ed-9447-b4055d63f15c","基台及附件-覆盖螺丝","覆盖螺丝 NP 1.4mm","2010120A","TC4ELI","C0702041390200112144","C07020413902001121440000014",null,"申报企业自主确认为非招标产品、非中选产品或中选部件的附件（如覆盖螺丝、中央螺丝等）产品之一"]
["48b5d482-3e2c-11ed-9447-b4055d63f15c","9658f192-3b10-11ed-9447-b4055d63f15c","国械注准20223171152","基台及附件","江苏人冠医疗科技有限公司","江苏人冠医疗科技有限公司","35bbb5b1-3e2c-11ed-9447-b4055d63f15c","基台及附件-覆盖螺丝","覆盖螺丝 RP 2mm",2011230,"TC4ELI","C0702041390200112144","C07020413902001121440000015",null,"申报企业自主确认为非招标产品、非中选产品或中选部件的附件（如覆盖螺丝、中央螺丝等）产品之一"]
["48b5f06c-3e2c-11ed-9447-b4055d63f15c","9658f192-3b10-11ed-9447-b4055d63f15c","国械注准20223171152","基台及附件","江苏人冠医疗科技有限公司","江苏人冠医疗科技有限公司","35bbb5b1-3e2c-11ed-9447-b4055d63f15c","基台及附件-覆盖螺丝","覆盖螺丝 RP 2mm","2010230A","TC4ELI","C0702041390200112144","C07020413902001121440000016",null,"申报企业自主确认为非招标产品、非中选产品或中选部件的附件（如覆盖螺丝、中央螺丝等）产品之一"]
["7fbceea9-3e2c-11ed-9447-b4055d63f15c","9658f192-3b10-11ed-9447-b4055d63f15c","国械注准20223171152","基台及附件","江苏人冠医疗科技有限公司","江苏人冠医疗科技有限公司","710b9273-3e2c-11ed-9447-b4055d63f15c","基台及附件-基台螺丝","复合基台螺丝 RP","2216410B","TC4ELI","C0702041390200512144","C07020413902005121440000001",null,"申报企业自主确认为非招标产品、非中选产品或中选部件的附件（如覆盖螺丝、中央螺丝等）产品之一"]
["7fbd40cb-3e2c-11ed-9447-b4055d63f15c","9658f192-3b10-11ed-9447-b4055d63f15c","国械注准20223171152","基台及附件","江苏人冠医疗科技有限公司","江苏人冠医疗科技有限公司","710b9273-3e2c-11ed-9447-b4055d63f15c","基台及附件-基台螺丝","复合基台修复螺丝","2216610B","TC4ELI","C0702041390200512144","C07020413902005121440000002",null,"申报企业自主确认为非招标产品、非中选产品或中选部件的附件（如覆盖螺丝、中央螺丝等）产品之一"]
["7fbd6da7-3e2c-11ed-9447-b4055d63f15c","9658f192-3b10-11ed-9447-b4055d63f15c","国械注准20223171152","基台及附件","江苏人冠医疗科技有限公司","江苏人冠医疗科技有限公司","710b9273-3e2c-11ed-9447-b4055d63f15c","基台及附件-基台螺丝","基台螺丝 NP M1.6×8.2mm",2190310,"TC4ELI","C0702041390200512144","C07020413902005121440000003",null,"申报企业自主确认为非招标产品、非中选产品或中选部件的附件（如覆盖螺丝、中央螺丝等）产品之一"]
["7fbd8ef8-3e2c-11ed-9447-b4055d63f15c","9658f192-3b10-11ed-9447-b4055d63f15c","国械注准20223171152","基台及附件","江苏人冠医疗科技有限公司","江苏人冠医疗科技有限公司","710b9273-3e2c-11ed-9447-b4055d63f15c","基台及附件-基台螺丝","复合基台螺丝 NP","2216310B","TC4ELI","C0702041390200512144","C07020413902005121440000004",null,"申报企业自主确认为非招标产品、非中选产品或中选部件的附件（如覆盖螺丝、中央螺丝等）产品之一"]
["7fbdaad5-3e2c-11ed-9447-b4055d63f15c","9658f192-3b10-11ed-9447-b4055d63f15c","国械注准20223171152","基台及附件","江苏人冠医疗科技有限公司","江苏人冠医疗科技有限公司","710b9273-3e2c-11ed-9447-b4055d63f15c","基台及附件-基台螺丝","基台螺丝 RP M2×8.2mm",2190410,"TC4ELI","C0702041390200512144","C07020413902005121440000005",null,"申报企业自主确认为非招标产品、非中选产品或中选部件的附件（如覆盖螺丝、中央螺丝等）产品之一"]
["7fbdb643-3e2c-11ed-9447-b4055d63f15c","9658f192-3b10-11ed-9447-b4055d63f15c","国械注准20223171152","基台及附件","江苏人冠医疗科技有限公司","江苏人冠医疗科技有限公司","710b9273-3e2c-11ed-9447-b4055d63f15c","基台及附件-基台螺丝","基台螺丝 RP M2×10.2mm",2190420,"TC4ELI","C0702041390200512144","C07020413902005121440000006",null,"申报企业自主确认为非招标产品、非中选产品或中选部件的附件（如覆盖螺丝、中央螺丝等）产品之一"]
["7fbdc9e6-3e2c-11ed-9447-b4055d63f15c","9658f192-3b10-11ed-9447-b4055d63f15c","国械注准20223171152","基台及附件","江苏人冠医疗科技有限公司","江苏人冠医疗科技有限公司","710b9273-3e2c-11ed-9447-b4055d63f15c","基台及附件-基台螺丝","复合基台螺丝 RP",2216420,"TC4ELI","C0702041390200512144","C07020413902005121440000007",null,"申报企业自主确认为非招标产品、非中选产品或中选部件的附件（如覆盖螺丝、中央螺丝等）产品之一"]
["7fbdd439-3e2c-11ed-9447-b4055d63f15c","9658f192-3b10-11ed-9447-b4055d63f15c","国械注准20223171152","基台及附件","江苏人冠医疗科技有限公司","江苏人冠医疗科技有限公司","710b9273-3e2c-11ed-9447-b4055d63f15c","基台及附件-基台螺丝","基台螺丝 NP M1.6×8.2mm","2190110B","TC4ELI","C0702041390200512144","C07020413902005121440000008",null,"申报企业自主确认为非招标产品、非中选产品或中选部件的附件（如覆盖螺丝、中央螺丝等）产品之一"]
["7fbdde4c-3e2c-11ed-9447-b4055d63f15c","9658f192-3b10-11ed-9447-b4055d63f15c","国械注准20223171152","基台及附件","江苏人冠医疗科技有限公司","江苏人冠医疗科技有限公司","710b9273-3e2c-11ed-9447-b4055d63f15c","基台及附件-基台螺丝","基台螺丝 NP M1.6×10.2mm",2190320,"TC4ELI","C0702041390200512144","C07020413902005121440000009",null,"申报企业自主确认为非招标产品、非中选产品或中选部件的附件（如覆盖螺丝、中央螺丝等）产品之一"]
["7fbde9cd-3e2c-11ed-9447-b4055d63f15c","9658f192-3b10-11ed-9447-b4055d63f15c","国械注准20223171152","基台及附件","江苏人冠医疗科技有限公司","江苏人冠医疗科技有限公司","710b9273-3e2c-11ed-9447-b4055d63f15c","基台及附件-基台螺丝","基台螺丝 NP M1.6×10.2mm","2190120B","TC4ELI","C0702041390200512144","C07020413902005121440000010",null,"申报企业自主确认为非招标产品、非中选产品或中选部件的附件（如覆盖螺丝、中央螺丝等）产品之一"]
["7fbe06c4-3e2c-11ed-9447-b4055d63f15c","9658f192-3b10-11ed-9447-b4055d63f15c","国械注准20223171152","基台及附件","江苏人冠医疗科技有限公司","江苏人冠医疗科技有限公司","710b9273-3e2c-11ed-9447-b4055d63f15c","基台及附件-基台螺丝","基台螺丝 RP M2×8.2mm","2190210B","TC4ELI","C0702041390200512144","C07020413902005121440000011",null,"申报企业自主确认为非招标产品、非中选产品或中选部件的附件（如覆盖螺丝、中央螺丝等）产品之一"]
["7fbe114c-3e2c-11ed-9447-b4055d63f15c","9658f192-3b10-11ed-9447-b4055d63f15c","国械注准20223171152","基台及附件","江苏人冠医疗科技有限公司","江苏人冠医疗科技有限公司","710b9273-3e2c-11ed-9447-b4055d63f15c","基台及附件-基台螺丝","基台螺丝 RP M2×10.2mm","2190220B","TC4ELI","C0702041390200512144","C07020413902005121440000012",null,"申报企业自主确认为非招标产品、非中选产品或中选部件的附件（如覆盖螺丝、中央螺丝等）产品之一"]
["7fbe1ccc-3e2c-11ed-9447-b4055d63f15c","9658f192-3b10-11ed-9447-b4055d63f15c","国械注准20223171152","基台及附件","江苏人冠医疗科技有限公司","江苏人冠医疗科技有限公司","710b9273-3e2c-11ed-9447-b4055d63f15c","基台及附件-基台螺丝","复合基台螺丝 NP",2216320,"TC4ELI","C0702041390200512144","C07020413902005121440000013",null,"申报企业自主确认为非招标产品、非中选产品或中选部件的附件（如覆盖螺丝、中央螺丝等）产品之一"]
["7fbe202d-3e2c-11ed-9447-b4055d63f15c","9658f192-3b10-11ed-9447-b4055d63f15c","国械注准20223171152","基台及附件","江苏人冠医疗科技有限公司","江苏人冠医疗科技有限公司","710b9273-3e2c-11ed-9447-b4055d63f15c","基台及附件-基台螺丝","复合基台修复螺丝",2216620,"TC4ELI","C0702041390200512144","C07020413902005121440000014",null,"申报企业自主确认为非招标产品、非中选产品或中选部件的附件（如覆盖螺丝、中央螺丝等）产品之一"]
["aafdc550-3e28-11ed-9447-b4055d63f15c","9658f192-3b10-11ed-9447-b4055d63f15c","国械注准20223171152","基台及附件","江苏人冠医疗科技有限公司","江苏人冠医疗科技有限公司","76796125-3e1f-11ed-9447-b4055d63f15c","基台及附件-复合基台","17°复合基台B型 NP 2.5mm","2214110A","TC4ELI","C0702021380100112144","C07020213801001121440000077",null,"申报企业自主确认为非招标产品、非中选产品或中选部件的附件（如覆盖螺丝、中央螺丝等）产品之一"]
["aafe2a86-3e28-11ed-9447-b4055d63f15c","9658f192-3b10-11ed-9447-b4055d63f15c","国械注准20223171152","基台及附件","江苏人冠医疗科技有限公司","江苏人冠医疗科技有限公司","76796125-3e1f-11ed-9447-b4055d63f15c","基台及附件-复合基台","30°复合基台B型 RP 4.5mm","2215220A","TC4ELI","C0702021380100112144","C07020213801001121440000078",null,"申报企业自主确认为非招标产品、非中选产品或中选部件的附件（如覆盖螺丝、中央螺丝等）产品之一"]
["aafe4915-3e28-11ed-9447-b4055d63f15c","9658f192-3b10-11ed-9447-b4055d63f15c","国械注准20223171152","基台及附件","江苏人冠医疗科技有限公司","江苏人冠医疗科技有限公司","76796125-3e1f-11ed-9447-b4055d63f15c","基台及附件-复合基台","30°复合基台A型NP 3.5mm",2212130,"TC4ELI","C0702021380100112144","C07020213801001121440000079",null,"申报企业自主确认为非招标产品、非中选产品或中选部件的附件（如覆盖螺丝、中央螺丝等）产品之一"]
["aafe5184-3e28-11ed-9447-b4055d63f15c","9658f192-3b10-11ed-9447-b4055d63f15c","国械注准20223171152","基台及附件","江苏人冠医疗科技有限公司","江苏人冠医疗科技有限公司","76796125-3e1f-11ed-9447-b4055d63f15c","基台及附件-复合基台","17°复合基台A型NP 2.5mm","2211110A","TC4ELI","C0702021380100112144","C07020213801001121440000080",null,"申报企业自主确认为非招标产品、非中选产品或中选部件的附件（如覆盖螺丝、中央螺丝等）产品之一"]
["aafe59b8-3e28-11ed-9447-b4055d63f15c","9658f192-3b10-11ed-9447-b4055d63f15c","国械注准20223171152","基台及附件","江苏人冠医疗科技有限公司","江苏人冠医疗科技有限公司","76796125-3e1f-11ed-9447-b4055d63f15c","基台及附件-复合基台","30°复合基台A型NP 4.5mm","2212120A","TC4ELI","C0702021380100112144","C07020213801001121440000081",null,"申报企业自主确认为非招标产品、非中选产品或中选部件的附件（如覆盖螺丝、中央螺丝等）产品之一"]
["aafe66ce-3e28-11ed-9447-b4055d63f15c","9658f192-3b10-11ed-9447-b4055d63f15c","国械注准20223171152","基台及附件","江苏人冠医疗科技有限公司","江苏人冠医疗科技有限公司","76796125-3e1f-11ed-9447-b4055d63f15c","基台及附件-复合基台","17°复合基台A型RP 2.5mm","2211210A","TC4ELI","C0702021380100112144","C07020213801001121440000082",null,"申报企业自主确认为非招标产品、非中选产品或中选部件的附件（如覆盖螺丝、中央螺丝等）产品之一"]
["aafe7a2b-3e28-11ed-9447-b4055d63f15c","9658f192-3b10-11ed-9447-b4055d63f15c","国械注准20223171152","基台及附件","江苏人冠医疗科技有限公司","江苏人冠医疗科技有限公司","76796125-3e1f-11ed-9447-b4055d63f15c","基台及附件-复合基台","30°复合基台B型 NP 4.5mm",2215140,"TC4ELI","C0702021380100112144","C07020213801001121440000083",null,"申报企业自主确认为非招标产品、非中选产品或中选部件的附件（如覆盖螺丝、中央螺丝等）产品之一"]
["aafe8536-3e28-11ed-9447-b4055d63f15c","9658f192-3b10-11ed-9447-b4055d63f15c","国械注准20223171152","基台及附件","江苏人冠医疗科技有限公司","江苏人冠医疗科技有限公司","76796125-3e1f-11ed-9447-b4055d63f15c","基台及附件-复合基台","17°复合基台B型 NP 3.5mm",2214140,"TC4ELI","C0702021380100112144","C07020213801001121440000084",null,"申报企业自主确认为非招标产品、非中选产品或中选部件的附件（如覆盖螺丝、中央螺丝等）产品之一"]
["aafe878e-3e28-11ed-9447-b4055d63f15c","9658f192-3b10-11ed-9447-b4055d63f15c","国械注准20223171152","基台及附件","江苏人冠医疗科技有限公司","江苏人冠医疗科技有限公司","76796125-3e1f-11ed-9447-b4055d63f15c","基台及附件-复合基台","30°复合基台A型RP 3.5mm",2212230,"TC4ELI","C0702021380100112144","C07020213801001121440000085",null,"申报企业自主确认为非招标产品、非中选产品或中选部件的附件（如覆盖螺丝、中央螺丝等）产品之一"]
["aafe89e4-3e28-11ed-9447-b4055d63f15c","9658f192-3b10-11ed-9447-b4055d63f15c","国械注准20223171152","基台及附件","江苏人冠医疗科技有限公司","江苏人冠医疗科技有限公司","76796125-3e1f-11ed-9447-b4055d63f15c","基台及附件-复合基台","17°复合基台B型 NP 3.5mm","2214120A","TC4ELI","C0702021380100112144","C07020213801001121440000086",null,"申报企业自主确认为非招标产品、非中选产品或中选部件的附件（如覆盖螺丝、中央螺丝等）产品之一"]
["aafe8fa1-3e28-11ed-9447-b4055d63f15c","9658f192-3b10-11ed-9447-b4055d63f15c","国械注准20223171152","基台及附件","江苏人冠医疗科技有限公司","江苏人冠医疗科技有限公司","76796125-3e1f-11ed-9447-b4055d63f15c","基台及附件-复合基台","30°复合基台A型RP 4.5mm",2212240,"TC4ELI","C0702021380100112144","C07020213801001121440000087",null,"申报企业自主确认为非招标产品、非中选产品或中选部件的附件（如覆盖螺丝、中央螺丝等）产品之一"]
["aafe91ff-3e28-11ed-9447-b4055d63f15c","9658f192-3b10-11ed-9447-b4055d63f15c","国械注准20223171152","基台及附件","江苏人冠医疗科技有限公司","江苏人冠医疗科技有限公司","76796125-3e1f-11ed-9447-b4055d63f15c","基台及附件-复合基台","30°复合基台B型 NP 4.5mm","2215120A","TC4ELI","C0702021380100112144","C07020213801001121440000088",null,"申报企业自主确认为非招标产品、非中选产品或中选部件的附件（如覆盖螺丝、中央螺丝等）产品之一"]
["aafe9464-3e28-11ed-9447-b4055d63f15c","9658f192-3b10-11ed-9447-b4055d63f15c","国械注准20223171152","基台及附件","江苏人冠医疗科技有限公司","江苏人冠医疗科技有限公司","76796125-3e1f-11ed-9447-b4055d63f15c","基台及附件-复合基台","30°复合基台B型 RP 3.5mm",2215230,"TC4ELI","C0702021380100112144","C07020213801001121440000089",null,"申报企业自主确认为非招标产品、非中选产品或中选部件的附件（如覆盖螺丝、中央螺丝等）产品之一"]
["aafe9935-3e28-11ed-9447-b4055d63f15c","9658f192-3b10-11ed-9447-b4055d63f15c","国械注准20223171152","基台及附件","江苏人冠医疗科技有限公司","江苏人冠医疗科技有限公司","76796125-3e1f-11ed-9447-b4055d63f15c","基台及附件-复合基台","17°复合基台B型 RP 2.5mm",2214230,"TC4ELI","C0702021380100112144","C07020213801001121440000090",null,"申报企业自主确认为非招标产品、非中选产品或中选部件的附件（如覆盖螺丝、中央螺丝等）产品之一"]
["aafea4cc-3e28-11ed-9447-b4055d63f15c","9658f192-3b10-11ed-9447-b4055d63f15c","国械注准20223171152","基台及附件","江苏人冠医疗科技有限公司","江苏人冠医疗科技有限公司","76796125-3e1f-11ed-9447-b4055d63f15c","基台及附件-复合基台","30°复合基台B型 RP 4.5mm",2215240,"TC4ELI","C0702021380100112144","C07020213801001121440000091",null,"申报企业自主确认为非招标产品、非中选产品或中选部件的附件（如覆盖螺丝、中央螺丝等）产品之一"]
["aafead06-3e28-11ed-9447-b4055d63f15c","9658f192-3b10-11ed-9447-b4055d63f15c","国械注准20223171152","基台及附件","江苏人冠医疗科技有限公司","江苏人冠医疗科技有限公司","76796125-3e1f-11ed-9447-b4055d63f15c","基台及附件-复合基台","17°复合基台B型 RP 2.5mm","2214210A","TC4ELI","C0702021380100112144","C07020213801001121440000092",null,"申报企业自主确认为非招标产品、非中选产品或中选部件的附件（如覆盖螺丝、中央螺丝等）产品之一"]
["aafedd2f-3e28-11ed-9447-b4055d63f15c","9658f192-3b10-11ed-9447-b4055d63f15c","国械注准20223171152","基台及附件","江苏人冠医疗科技有限公司","江苏人冠医疗科技有限公司","76796125-3e1f-11ed-9447-b4055d63f15c","基台及附件-复合基台","17°复合基台A型RP 3.5mm","2211220A","TC4ELI","C0702021380100112144","C07020213801001121440000093",null,"申报企业自主确认为非招标产品、非中选产品或中选部件的附件（如覆盖螺丝、中央螺丝等）产品之一"]
["aafeed50-3e28-11ed-9447-b4055d63f15c","9658f192-3b10-11ed-9447-b4055d63f15c","国械注准20223171152","基台及附件","江苏人冠医疗科技有限公司","江苏人冠医疗科技有限公司","76796125-3e1f-11ed-9447-b4055d63f15c","基台及附件-复合基台","30°复合基台A型RP 4.5mm","2212220A","TC4ELI","C0702021380100112144","C07020213801001121440000094",null,"申报企业自主确认为非招标产品、非中选产品或中选部件的附件（如覆盖螺丝、中央螺丝等）产品之一"]
["aafef695-3e28-11ed-9447-b4055d63f15c","9658f192-3b10-11ed-9447-b4055d63f15c","国械注准20223171152","基台及附件","江苏人冠医疗科技有限公司","江苏人冠医疗科技有限公司","76796125-3e1f-11ed-9447-b4055d63f15c","基台及附件-复合基台","30°复合基台B型 NP 3.5mm",2215130,"TC4ELI","C0702021380100112144","C07020213801001121440000095",null,"申报企业自主确认为非招标产品、非中选产品或中选部件的附件（如覆盖螺丝、中央螺丝等）产品之一"]
["aafefaf6-3e28-11ed-9447-b4055d63f15c","9658f192-3b10-11ed-9447-b4055d63f15c","国械注准20223171152","基台及附件","江苏人冠医疗科技有限公司","江苏人冠医疗科技有限公司","76796125-3e1f-11ed-9447-b4055d63f15c","基台及附件-复合基台","30°复合基台B型 NP 3.5mm","2215110A","TC4ELI","C0702021380100112144","C07020213801001121440000096",null,"申报企业自主确认为非招标产品、非中选产品或中选部件的附件（如覆盖螺丝、中央螺丝等）产品之一"]
["aaff04e8-3e28-11ed-9447-b4055d63f15c","9658f192-3b10-11ed-9447-b4055d63f15c","国械注准20223171152","基台及附件","江苏人冠医疗科技有限公司","江苏人冠医疗科技有限公司","76796125-3e1f-11ed-9447-b4055d63f15c","基台及附件-复合基台","30°复合基台A型NP 3.5mm","2212110A","TC4ELI","C0702021380100112144","C07020213801001121440000097",null,"申报企业自主确认为非招标产品、非中选产品或中选部件的附件（如覆盖螺丝、中央螺丝等）产品之一"]
["aaff07bb-3e28-11ed-9447-b4055d63f15c","9658f192-3b10-11ed-9447-b4055d63f15c","国械注准20223171152","基台及附件","江苏人冠医疗科技有限公司","江苏人冠医疗科技有限公司","76796125-3e1f-11ed-9447-b4055d63f15c","基台及附件-复合基台","17°复合基台A型NP 3.5mm","2211120A","TC4ELI","C0702021380100112144","C07020213801001121440000098",null,"申报企业自主确认为非招标产品、非中选产品或中选部件的附件（如覆盖螺丝、中央螺丝等）产品之一"]
["aaff23ee-3e28-11ed-9447-b4055d63f15c","9658f192-3b10-11ed-9447-b4055d63f15c","国械注准20223171152","基台及附件","江苏人冠医疗科技有限公司","江苏人冠医疗科技有限公司","76796125-3e1f-11ed-9447-b4055d63f15c","基台及附件-复合基台","17°复合基台A型RP 2.5mm",2211230,"TC4ELI","C0702021380100112144","C07020213801001121440000099",null,"申报企业自主确认为非招标产品、非中选产品或中选部件的附件（如覆盖螺丝、中央螺丝等）产品之一"]
["aaff2f6d-3e28-11ed-9447-b4055d63f15c","9658f192-3b10-11ed-9447-b4055d63f15c","国械注准20223171152","基台及附件","江苏人冠医疗科技有限公司","江苏人冠医疗科技有限公司","76796125-3e1f-11ed-9447-b4055d63f15c","基台及附件-复合基台","30°复合基台B型 RP 3.5mm","2215210A","TC4ELI","C0702021380100112144","C07020213801001121440000100",null,"申报企业自主确认为非招标产品、非中选产品或中选部件的附件（如覆盖螺丝、中央螺丝等）产品之一"]
["aaff39d3-3e28-11ed-9447-b4055d63f15c","9658f192-3b10-11ed-9447-b4055d63f15c","国械注准20223171152","基台及附件","江苏人冠医疗科技有限公司","江苏人冠医疗科技有限公司","76796125-3e1f-11ed-9447-b4055d63f15c","基台及附件-复合基台","17°复合基台A型NP 3.5mm",2211140,"TC4ELI","C0702021380100112144","C07020213801001121440000101",null,"申报企业自主确认为非招标产品、非中选产品或中选部件的附件（如覆盖螺丝、中央螺丝等）产品之一"]
["aaff3ccb-3e28-11ed-9447-b4055d63f15c","9658f192-3b10-11ed-9447-b4055d63f15c","国械注准20223171152","基台及附件","江苏人冠医疗科技有限公司","江苏人冠医疗科技有限公司","76796125-3e1f-11ed-9447-b4055d63f15c","基台及附件-复合基台","30°复合基台A型RP 3.5mm","2212210A","TC4ELI","C0702021380100112144","C07020213801001121440000102",null,"申报企业自主确认为非招标产品、非中选产品或中选部件的附件（如覆盖螺丝、中央螺丝等）产品之一"]
["aaff4687-3e28-11ed-9447-b4055d63f15c","9658f192-3b10-11ed-9447-b4055d63f15c","国械注准20223171152","基台及附件","江苏人冠医疗科技有限公司","江苏人冠医疗科技有限公司","76796125-3e1f-11ed-9447-b4055d63f15c","基台及附件-复合基台","30°复合基台A型NP 4.5mm",2212140,"TC4ELI","C0702021380100112144","C07020213801001121440000103",null,"申报企业自主确认为非招标产品、非中选产品或中选部件的附件（如覆盖螺丝、中央螺丝等）产品之一"]
["aaff4932-3e28-11ed-9447-b4055d63f15c","9658f192-3b10-11ed-9447-b4055d63f15c","国械注准20223171152","基台及附件","江苏人冠医疗科技有限公司","江苏人冠医疗科技有限公司","76796125-3e1f-11ed-9447-b4055d63f15c","基台及附件-复合基台","17°复合基台A型RP 3.5mm",2211240,"TC4ELI","C0702021380100112144","C07020213801001121440000104",null,"申报企业自主确认为非招标产品、非中选产品或中选部件的附件（如覆盖螺丝、中央螺丝等）产品之一"]
["aaff4b9f-3e28-11ed-9447-b4055d63f15c","9658f192-3b10-11ed-9447-b4055d63f15c","国械注准20223171152","基台及附件","江苏人冠医疗科技有限公司","江苏人冠医疗科技有限公司","76796125-3e1f-11ed-9447-b4055d63f15c","基台及附件-复合基台","17°复合基台B型 NP 2.5mm",2214130,"TC4ELI","C0702021380100112144","C07020213801001121440000105",null,"申报企业自主确认为非招标产品、非中选产品或中选部件的附件（如覆盖螺丝、中央螺丝等）产品之一"]
["aaff4e08-3e28-11ed-9447-b4055d63f15c","9658f192-3b10-11ed-9447-b4055d63f15c","国械注准20223171152","基台及附件","江苏人冠医疗科技有限公司","江苏人冠医疗科技有限公司","76796125-3e1f-11ed-9447-b4055d63f15c","基台及附件-复合基台","17°复合基台B型 RP 3.5mm",2214240,"TC4ELI","C0702021380100112144","C07020213801001121440000106",null,"申报企业自主确认为非招标产品、非中选产品或中选部件的附件（如覆盖螺丝、中央螺丝等）产品之一"]
["aaff52c3-3e28-11ed-9447-b4055d63f15c","9658f192-3b10-11ed-9447-b4055d63f15c","国械注准20223171152","基台及附件","江苏人冠医疗科技有限公司","江苏人冠医疗科技有限公司","76796125-3e1f-11ed-9447-b4055d63f15c","基台及附件-复合基台","17°复合基台B型 RP 3.5mm","2214220A","TC4ELI","C0702021380100112144","C07020213801001121440000107",null,"申报企业自主确认为非招标产品、非中选产品或中选部件的附件（如覆盖螺丝、中央螺丝等）产品之一"]
["aaff661b-3e28-11ed-9447-b4055d63f15c","9658f192-3b10-11ed-9447-b4055d63f15c","国械注准20223171152","基台及附件","江苏人冠医疗科技有限公司","江苏人冠医疗科技有限公司","76796125-3e1f-11ed-9447-b4055d63f15c","基台及附件-复合基台","17°复合基台A型NP 2.5mm",2211130,"TC4ELI","C0702021380100112144","C07020213801001121440000108",null,"申报企业自主确认为非招标产品、非中选产品或中选部件的附件（如覆盖螺丝、中央螺丝等）产品之一"]
["c02d41b0-46d1-11ed-9447-b4055d63f15c","9658f192-3b10-11ed-9447-b4055d63f15c","国械注准20223171152","基台及附件","江苏人冠医疗科技有限公司","江苏人冠医疗科技有限公司","c4e4d55b-3e2a-11ed-9447-b4055d63f15c","基台及附件-直基台","临时基台B型 RP 1.5mm","2141210A","TC4ELI","C0702021380100112144","C07020213801001121440000109",null,"申报企业自主确认为非招标产品、非中选产品或中选部件的附件（如覆盖螺丝、中央螺丝等）产品之一"]
["c02d8e0b-46d1-11ed-9447-b4055d63f15c","9658f192-3b10-11ed-9447-b4055d63f15c","国械注准20223171152","基台及附件","江苏人冠医疗科技有限公司","江苏人冠医疗科技有限公司","c4e4d55b-3e2a-11ed-9447-b4055d63f15c","基台及附件-直基台","临时基台B型 NP 3mm",2144120,"TC4ELI","C0702021380100112144","C07020213801001121440000110",null,"申报企业自主确认为非招标产品、非中选产品或中选部件的附件（如覆盖螺丝、中央螺丝等）产品之一"]
["c02db3c1-46d1-11ed-9447-b4055d63f15c","9658f192-3b10-11ed-9447-b4055d63f15c","国械注准20223171152","基台及附件","江苏人冠医疗科技有限公司","江苏人冠医疗科技有限公司","c4e4d55b-3e2a-11ed-9447-b4055d63f15c","基台及附件-直基台","临时基台 不抗旋 RP 1.5mm",2145210,"TC4ELI","C0702021380100112144","C07020213801001121440000111",null,"申报企业自主确认为非招标产品、非中选产品或中选部件的附件（如覆盖螺丝、中央螺丝等）产品之一"]
["c02dc1f0-46d1-11ed-9447-b4055d63f15c","9658f192-3b10-11ed-9447-b4055d63f15c","国械注准20223171152","基台及附件","江苏人冠医疗科技有限公司","江苏人冠医疗科技有限公司","c4e4d55b-3e2a-11ed-9447-b4055d63f15c","基台及附件-直基台","临时基台 不抗旋 RP 1.5mm","2142210A","TC4ELI","C0702021380100112144","C07020213801001121440000112",null,"申报企业自主确认为非招标产品、非中选产品或中选部件的附件（如覆盖螺丝、中央螺丝等）产品之一"]
["c02dcb3d-46d1-11ed-9447-b4055d63f15c","9658f192-3b10-11ed-9447-b4055d63f15c","国械注准20223171152","基台及附件","江苏人冠医疗科技有限公司","江苏人冠医疗科技有限公司","c4e4d55b-3e2a-11ed-9447-b4055d63f15c","基台及附件-直基台","临时基台B型 NP 1.5mm","2141110A","TC4ELI","C0702021380100112144","C07020213801001121440000113",null,"申报企业自主确认为非招标产品、非中选产品或中选部件的附件（如覆盖螺丝、中央螺丝等）产品之一"]
["c02dcde6-46d1-11ed-9447-b4055d63f15c","9658f192-3b10-11ed-9447-b4055d63f15c","国械注准20223171152","基台及附件","江苏人冠医疗科技有限公司","江苏人冠医疗科技有限公司","c4e4d55b-3e2a-11ed-9447-b4055d63f15c","基台及附件-直基台","临时基台B型 NP 3mm","2141120A","TC4ELI","C0702021380100112144","C07020213801001121440000114",null,"申报企业自主确认为非招标产品、非中选产品或中选部件的附件（如覆盖螺丝、中央螺丝等）产品之一"]
["c02dd055-46d1-11ed-9447-b4055d63f15c","9658f192-3b10-11ed-9447-b4055d63f15c","国械注准20223171152","基台及附件","江苏人冠医疗科技有限公司","江苏人冠医疗科技有限公司","c4e4d55b-3e2a-11ed-9447-b4055d63f15c","基台及附件-直基台","临时基台B型 RP 3mm",2144220,"TC4ELI","C0702021380100112144","C07020213801001121440000115",null,"申报企业自主确认为非招标产品、非中选产品或中选部件的附件（如覆盖螺丝、中央螺丝等）产品之一"]
["c02dd2bc-46d1-11ed-9447-b4055d63f15c","9658f192-3b10-11ed-9447-b4055d63f15c","国械注准20223171152","基台及附件","江苏人冠医疗科技有限公司","江苏人冠医疗科技有限公司","c4e4d55b-3e2a-11ed-9447-b4055d63f15c","基台及附件-直基台","临时基台B型 RP 3mm","2141220A","TC4ELI","C0702021380100112144","C07020213801001121440000116",null,"申报企业自主确认为非招标产品、非中选产品或中选部件的附件（如覆盖螺丝、中央螺丝等）产品之一"]
["c02de141-46d1-11ed-9447-b4055d63f15c","9658f192-3b10-11ed-9447-b4055d63f15c","国械注准20223171152","基台及附件","江苏人冠医疗科技有限公司","江苏人冠医疗科技有限公司","c4e4d55b-3e2a-11ed-9447-b4055d63f15c","基台及附件-直基台","临时基台B型 NP 1.5mm",2144110,"TC4ELI","C0702021380100112144","C07020213801001121440000117",null,"申报企业自主确认为非招标产品、非中选产品或中选部件的附件（如覆盖螺丝、中央螺丝等）产品之一"]
["c02dea8c-46d1-11ed-9447-b4055d63f15c","9658f192-3b10-11ed-9447-b4055d63f15c","国械注准20223171152","基台及附件","江苏人冠医疗科技有限公司","江苏人冠医疗科技有限公司","c4e4d55b-3e2a-11ed-9447-b4055d63f15c","基台及附件-直基台","临时基台 不抗旋 NP 1.5mm",2145110,"TC4ELI","C0702021380100112144","C07020213801001121440000118",null,"申报企业自主确认为非招标产品、非中选产品或中选部件的附件（如覆盖螺丝、中央螺丝等）产品之一"]
["c02df3ed-46d1-11ed-9447-b4055d63f15c","9658f192-3b10-11ed-9447-b4055d63f15c","国械注准20223171152","基台及附件","江苏人冠医疗科技有限公司","江苏人冠医疗科技有限公司","c4e4d55b-3e2a-11ed-9447-b4055d63f15c","基台及附件-直基台","临时基台B型 RP 1.5mm",2144210,"TC4ELI","C0702021380100112144","C07020213801001121440000119",null,"申报企业自主确认为非招标产品、非中选产品或中选部件的附件（如覆盖螺丝、中央螺丝等）产品之一"]
["c02dfc5a-46d1-11ed-9447-b4055d63f15c","9658f192-3b10-11ed-9447-b4055d63f15c","国械注准20223171152","基台及附件","江苏人冠医疗科技有限公司","江苏人冠医疗科技有限公司","c4e4d55b-3e2a-11ed-9447-b4055d63f15c","基台及附件-直基台","临时基台 不抗旋 NP 1.5mm","2142110A","TC4ELI","C0702021380100112144","C07020213801001121440000120",null,"申报企业自主确认为非招标产品、非中选产品或中选部件的附件（如覆盖螺丝、中央螺丝等）产品之一"]
["d6642107-3e2a-11ed-9447-b4055d63f15c","9658f192-3b10-11ed-9447-b4055d63f15c","国械注准20223171152","基台及附件","江苏人冠医疗科技有限公司","江苏人冠医疗科技有限公司","c4e4d55b-3e2a-11ed-9447-b4055d63f15c","基台及附件-直基台","临时基台A型 NP 1.5mm","2140110A","TC4ELI","C0702021380100112144","C07020213801001121440000137",null,"申报企业自主确认为非招标产品、非中选产品或中选部件的附件（如覆盖螺丝、中央螺丝等）产品之一"]
["d6652d5b-3e2a-11ed-9447-b4055d63f15c","9658f192-3b10-11ed-9447-b4055d63f15c","国械注准20223171152","基台及附件","江苏人冠医疗科技有限公司","江苏人冠医疗科技有限公司","c4e4d55b-3e2a-11ed-9447-b4055d63f15c","基台及附件-直基台","临时基台A型 RP 1.5mm","2140210A","TC4ELI","C0702021380100112144","C07020213801001121440000157",null,"申报企业自主确认为非招标产品、非中选产品或中选部件的附件（如覆盖螺丝、中央螺丝等）产品之一"]
["d666f369-3e2a-11ed-9447-b4055d63f15c","9658f192-3b10-11ed-9447-b4055d63f15c","国械注准20223171152","基台及附件","江苏人冠医疗科技有限公司","江苏人冠医疗科技有限公司","c4e4d55b-3e2a-11ed-9447-b4055d63f15c","基台及附件-直基台","临时基台A型 RP 1.5mm",2143210,"TC4ELI","C0702021380100112144","C07020213801001121440000215",null,"申报企业自主确认为非招标产品、非中选产品或中选部件的附件（如覆盖螺丝、中央螺丝等）产品之一"]
["d6679af9-3e2a-11ed-9447-b4055d63f15c","9658f192-3b10-11ed-9447-b4055d63f15c","国械注准20223171152","基台及附件","江苏人冠医疗科技有限公司","江苏人冠医疗科技有限公司","c4e4d55b-3e2a-11ed-9447-b4055d63f15c","基台及附件-直基台","临时基台A型 NP 1.5mm",2143110,"TC4ELI","C0702021380100112144","C07020213801001121440000238",null,"申报企业自主确认为非招标产品、非中选产品或中选部件的附件（如覆盖螺丝、中央螺丝等）产品之一"]
["e05673be-3e29-11ed-9447-b4055d63f15c","9658f192-3b10-11ed-9447-b4055d63f15c","国械注准20223171152","基台及附件","江苏人冠医疗科技有限公司","江苏人冠医疗科技有限公司","cd922268-3e29-11ed-9447-b4055d63f15c","基台及附件-复合基台","复合基台A型RP 2.5mm","2210220A","TC4ELI","C0702021380100112144","C07020213801001121440000279",null,"申报企业自主确认为非招标产品、非中选产品或中选部件的附件（如覆盖螺丝、中央螺丝等）产品之一"]
["e056e216-3e29-11ed-9447-b4055d63f15c","9658f192-3b10-11ed-9447-b4055d63f15c","国械注准20223171152","基台及附件","江苏人冠医疗科技有限公司","江苏人冠医疗科技有限公司","cd922268-3e29-11ed-9447-b4055d63f15c","基台及附件-复合基台","复合基台B型 RP 4.5mm","2213240A","TC4ELI","C0702021380100112144","C07020213801001121440000280",null,"申报企业自主确认为非招标产品、非中选产品或中选部件的附件（如覆盖螺丝、中央螺丝等）产品之一"]
["e05707c3-3e29-11ed-9447-b4055d63f15c","9658f192-3b10-11ed-9447-b4055d63f15c","国械注准20223171152","基台及附件","江苏人冠医疗科技有限公司","江苏人冠医疗科技有限公司","cd922268-3e29-11ed-9447-b4055d63f15c","基台及附件-复合基台","复合基台A型NP 1.5mm","2210110A","TC4ELI","C0702021380100112144","C07020213801001121440000281",null,"申报企业自主确认为非招标产品、非中选产品或中选部件的附件（如覆盖螺丝、中央螺丝等）产品之一"]
["e057154b-3e29-11ed-9447-b4055d63f15c","9658f192-3b10-11ed-9447-b4055d63f15c","国械注准20223171152","基台及附件","江苏人冠医疗科技有限公司","江苏人冠医疗科技有限公司","cd922268-3e29-11ed-9447-b4055d63f15c","基台及附件-复合基台","复合基台B型 RP 1.5mm","2213210A","TC4ELI","C0702021380100112144","C07020213801001121440000282",null,"申报企业自主确认为非招标产品、非中选产品或中选部件的附件（如覆盖螺丝、中央螺丝等）产品之一"]
["e0572156-3e29-11ed-9447-b4055d63f15c","9658f192-3b10-11ed-9447-b4055d63f15c","国械注准20223171152","基台及附件","江苏人冠医疗科技有限公司","江苏人冠医疗科技有限公司","cd922268-3e29-11ed-9447-b4055d63f15c","基台及附件-复合基台","复合基台A型RP 4.5mm","2210240A","TC4ELI","C0702021380100112144","C07020213801001121440000283",null,"申报企业自主确认为非招标产品、非中选产品或中选部件的附件（如覆盖螺丝、中央螺丝等）产品之一"]
["e0572607-3e29-11ed-9447-b4055d63f15c","9658f192-3b10-11ed-9447-b4055d63f15c","国械注准20223171152","基台及附件","江苏人冠医疗科技有限公司","江苏人冠医疗科技有限公司","cd922268-3e29-11ed-9447-b4055d63f15c","基台及附件-复合基台","复合基台A型 RP 2.5mm",2210260,"TC4ELI","C0702021380100112144","C07020213801001121440000284",null,"申报企业自主确认为非招标产品、非中选产品或中选部件的附件（如覆盖螺丝、中央螺丝等）产品之一"]
["e05730cc-3e29-11ed-9447-b4055d63f15c","9658f192-3b10-11ed-9447-b4055d63f15c","国械注准20223171152","基台及附件","江苏人冠医疗科技有限公司","江苏人冠医疗科技有限公司","cd922268-3e29-11ed-9447-b4055d63f15c","基台及附件-复合基台","复合基台B型 RP 2.5mm",2213260,"TC4ELI","C0702021380100112144","C07020213801001121440000285",null,"申报企业自主确认为非招标产品、非中选产品或中选部件的附件（如覆盖螺丝、中央螺丝等）产品之一"]
["e0573520-3e29-11ed-9447-b4055d63f15c","9658f192-3b10-11ed-9447-b4055d63f15c","国械注准20223171152","基台及附件","江苏人冠医疗科技有限公司","江苏人冠医疗科技有限公司","cd922268-3e29-11ed-9447-b4055d63f15c","基台及附件-复合基台","复合基台A型NP 1.5mm",2210140,"TC4ELI","C0702021380100112144","C07020213801001121440000286",null,"申报企业自主确认为非招标产品、非中选产品或中选部件的附件（如覆盖螺丝、中央螺丝等）产品之一"]
["e0573956-3e29-11ed-9447-b4055d63f15c","9658f192-3b10-11ed-9447-b4055d63f15c","国械注准20223171152","基台及附件","江苏人冠医疗科技有限公司","江苏人冠医疗科技有限公司","cd922268-3e29-11ed-9447-b4055d63f15c","基台及附件-复合基台","复合基台B型 NP 2.5mm",2213150,"TC4ELI","C0702021380100112144","C07020213801001121440000287",null,"申报企业自主确认为非招标产品、非中选产品或中选部件的附件（如覆盖螺丝、中央螺丝等）产品之一"]
["e05744e9-3e29-11ed-9447-b4055d63f15c","9658f192-3b10-11ed-9447-b4055d63f15c","国械注准20223171152","基台及附件","江苏人冠医疗科技有限公司","江苏人冠医疗科技有限公司","cd922268-3e29-11ed-9447-b4055d63f15c","基台及附件-复合基台","复合基台B型 RP 4.5mm",2213280,"TC4ELI","C0702021380100112144","C07020213801001121440000288",null,"申报企业自主确认为非招标产品、非中选产品或中选部件的附件（如覆盖螺丝、中央螺丝等）产品之一"]
["e0574f72-3e29-11ed-9447-b4055d63f15c","9658f192-3b10-11ed-9447-b4055d63f15c","国械注准20223171152","基台及附件","江苏人冠医疗科技有限公司","江苏人冠医疗科技有限公司","cd922268-3e29-11ed-9447-b4055d63f15c","基台及附件-复合基台","复合基台B型 RP 3.5mm","2213230A","TC4ELI","C0702021380100112144","C07020213801001121440000289",null,"申报企业自主确认为非招标产品、非中选产品或中选部件的附件（如覆盖螺丝、中央螺丝等）产品之一"]
["e05753f5-3e29-11ed-9447-b4055d63f15c","9658f192-3b10-11ed-9447-b4055d63f15c","国械注准20223171152","基台及附件","江苏人冠医疗科技有限公司","江苏人冠医疗科技有限公司","cd922268-3e29-11ed-9447-b4055d63f15c","基台及附件-复合基台","复合基台B型 RP 1.5mm",2213250,"TC4ELI","C0702021380100112144","C07020213801001121440000290",null,"申报企业自主确认为非招标产品、非中选产品或中选部件的附件（如覆盖螺丝、中央螺丝等）产品之一"]
["e057634b-3e29-11ed-9447-b4055d63f15c","9658f192-3b10-11ed-9447-b4055d63f15c","国械注准20223171152","基台及附件","江苏人冠医疗科技有限公司","江苏人冠医疗科技有限公司","cd922268-3e29-11ed-9447-b4055d63f15c","基台及附件-复合基台","复合基台B型 NP 1.5mm","2213110A","TC4ELI","C0702021380100112144","C07020213801001121440000291",null,"申报企业自主确认为非招标产品、非中选产品或中选部件的附件（如覆盖螺丝、中央螺丝等）产品之一"]
["e05771cc-3e29-11ed-9447-b4055d63f15c","9658f192-3b10-11ed-9447-b4055d63f15c","国械注准20223171152","基台及附件","江苏人冠医疗科技有限公司","江苏人冠医疗科技有限公司","cd922268-3e29-11ed-9447-b4055d63f15c","基台及附件-复合基台","复合基台A型RP 1.5mm","2210210A","TC4ELI","C0702021380100112144","C07020213801001121440000292",null,"申报企业自主确认为非招标产品、非中选产品或中选部件的附件（如覆盖螺丝、中央螺丝等）产品之一"]
["e0577e76-3e29-11ed-9447-b4055d63f15c","9658f192-3b10-11ed-9447-b4055d63f15c","国械注准20223171152","基台及附件","江苏人冠医疗科技有限公司","江苏人冠医疗科技有限公司","cd922268-3e29-11ed-9447-b4055d63f15c","基台及附件-复合基台","复合基台 A型RP 4.5mm",2210280,"TC4ELI","C0702021380100112144","C07020213801001121440000293",null,"申报企业自主确认为非招标产品、非中选产品或中选部件的附件（如覆盖螺丝、中央螺丝等）产品之一"]
["e0578d2e-3e29-11ed-9447-b4055d63f15c","9658f192-3b10-11ed-9447-b4055d63f15c","国械注准20223171152","基台及附件","江苏人冠医疗科技有限公司","江苏人冠医疗科技有限公司","cd922268-3e29-11ed-9447-b4055d63f15c","基台及附件-复合基台","复合基台B型 NP 3.5mm","2213130A","TC4ELI","C0702021380100112144","C07020213801001121440000294",null,"申报企业自主确认为非招标产品、非中选产品或中选部件的附件（如覆盖螺丝、中央螺丝等）产品之一"]
["e0579581-3e29-11ed-9447-b4055d63f15c","9658f192-3b10-11ed-9447-b4055d63f15c","国械注准20223171152","基台及附件","江苏人冠医疗科技有限公司","江苏人冠医疗科技有限公司","cd922268-3e29-11ed-9447-b4055d63f15c","基台及附件-复合基台","复合基台A型 RP 3.5mm",2210270,"TC4ELI","C0702021380100112144","C07020213801001121440000295",null,"申报企业自主确认为非招标产品、非中选产品或中选部件的附件（如覆盖螺丝、中央螺丝等）产品之一"]
["e05799de-3e29-11ed-9447-b4055d63f15c","9658f192-3b10-11ed-9447-b4055d63f15c","国械注准20223171152","基台及附件","江苏人冠医疗科技有限公司","江苏人冠医疗科技有限公司","cd922268-3e29-11ed-9447-b4055d63f15c","基台及附件-复合基台","复合基台A型NP 3.5mm","2210130A","TC4ELI","C0702021380100112144","C07020213801001121440000296",null,"申报企业自主确认为非招标产品、非中选产品或中选部件的附件（如覆盖螺丝、中央螺丝等）产品之一"]
["e0579e00-3e29-11ed-9447-b4055d63f15c","9658f192-3b10-11ed-9447-b4055d63f15c","国械注准20223171152","基台及附件","江苏人冠医疗科技有限公司","江苏人冠医疗科技有限公司","cd922268-3e29-11ed-9447-b4055d63f15c","基台及附件-复合基台","复合基台B型 NP 2.5mm","2213120A","TC4ELI","C0702021380100112144","C07020213801001121440000297",null,"申报企业自主确认为非招标产品、非中选产品或中选部件的附件（如覆盖螺丝、中央螺丝等）产品之一"]
["e057a5f0-3e29-11ed-9447-b4055d63f15c","9658f192-3b10-11ed-9447-b4055d63f15c","国械注准20223171152","基台及附件","江苏人冠医疗科技有限公司","江苏人冠医疗科技有限公司","cd922268-3e29-11ed-9447-b4055d63f15c","基台及附件-复合基台","复合基台B型 RP 3.5mm",2213270,"TC4ELI","C0702021380100112144","C07020213801001121440000298",null,"申报企业自主确认为非招标产品、非中选产品或中选部件的附件（如覆盖螺丝、中央螺丝等）产品之一"]
["e057b802-3e29-11ed-9447-b4055d63f15c","9658f192-3b10-11ed-9447-b4055d63f15c","国械注准20223171152","基台及附件","江苏人冠医疗科技有限公司","江苏人冠医疗科技有限公司","cd922268-3e29-11ed-9447-b4055d63f15c","基台及附件-复合基台","复合基台A型NP 2.5mm","2210120A","TC4ELI","C0702021380100112144","C07020213801001121440000299",null,"申报企业自主确认为非招标产品、非中选产品或中选部件的附件（如覆盖螺丝、中央螺丝等）产品之一"]
["e057ed52-3e29-11ed-9447-b4055d63f15c","9658f192-3b10-11ed-9447-b4055d63f15c","国械注准20223171152","基台及附件","江苏人冠医疗科技有限公司","江苏人冠医疗科技有限公司","cd922268-3e29-11ed-9447-b4055d63f15c","基台及附件-复合基台","复合基台B型 RP 2.5mm","2213220A","TC4ELI","C0702021380100112144","C07020213801001121440000300",null,"申报企业自主确认为非招标产品、非中选产品或中选部件的附件（如覆盖螺丝、中央螺丝等）产品之一"]
["e057f9fc-3e29-11ed-9447-b4055d63f15c","9658f192-3b10-11ed-9447-b4055d63f15c","国械注准20223171152","基台及附件","江苏人冠医疗科技有限公司","江苏人冠医疗科技有限公司","cd922268-3e29-11ed-9447-b4055d63f15c","基台及附件-复合基台","复合基台A型NP 3.5mm",2210160,"TC4ELI","C0702021380100112144","C07020213801001121440000301",null,"申报企业自主确认为非招标产品、非中选产品或中选部件的附件（如覆盖螺丝、中央螺丝等）产品之一"]
["e05813f1-3e29-11ed-9447-b4055d63f15c","9658f192-3b10-11ed-9447-b4055d63f15c","国械注准20223171152","基台及附件","江苏人冠医疗科技有限公司","江苏人冠医疗科技有限公司","cd922268-3e29-11ed-9447-b4055d63f15c","基台及附件-复合基台","复合基台B型 NP 1.5mm",2213140,"TC4ELI","C0702021380100112144","C07020213801001121440000302",null,"申报企业自主确认为非招标产品、非中选产品或中选部件的附件（如覆盖螺丝、中央螺丝等）产品之一"]
["e0582132-3e29-11ed-9447-b4055d63f15c","9658f192-3b10-11ed-9447-b4055d63f15c","国械注准20223171152","基台及附件","江苏人冠医疗科技有限公司","江苏人冠医疗科技有限公司","cd922268-3e29-11ed-9447-b4055d63f15c","基台及附件-复合基台","复合基台A型RP 3.5mm","2210230A","TC4ELI","C0702021380100112144","C07020213801001121440000303",null,"申报企业自主确认为非招标产品、非中选产品或中选部件的附件（如覆盖螺丝、中央螺丝等）产品之一"]
["e058262c-3e29-11ed-9447-b4055d63f15c","9658f192-3b10-11ed-9447-b4055d63f15c","国械注准20223171152","基台及附件","江苏人冠医疗科技有限公司","江苏人冠医疗科技有限公司","cd922268-3e29-11ed-9447-b4055d63f15c","基台及附件-复合基台","复合基台A型NP 2.5mm",2210150,"TC4ELI","C0702021380100112144","C07020213801001121440000304",null,"申报企业自主确认为非招标产品、非中选产品或中选部件的附件（如覆盖螺丝、中央螺丝等）产品之一"]
["e0583ea6-3e29-11ed-9447-b4055d63f15c","9658f192-3b10-11ed-9447-b4055d63f15c","国械注准20223171152","基台及附件","江苏人冠医疗科技有限公司","江苏人冠医疗科技有限公司","cd922268-3e29-11ed-9447-b4055d63f15c","基台及附件-复合基台","复合基台A型RP 1.5mm",2210250,"TC4ELI","C0702021380100112144","C07020213801001121440000305",null,"申报企业自主确认为非招标产品、非中选产品或中选部件的附件（如覆盖螺丝、中央螺丝等）产品之一"]
["e0584a8e-3e29-11ed-9447-b4055d63f15c","9658f192-3b10-11ed-9447-b4055d63f15c","国械注准20223171152","基台及附件","江苏人冠医疗科技有限公司","江苏人冠医疗科技有限公司","cd922268-3e29-11ed-9447-b4055d63f15c","基台及附件-复合基台","复合基台B型 NP 3.5mm",2213160,"TC4ELI","C0702021380100112144","C07020213801001121440000306",null,"申报企业自主确认为非招标产品、非中选产品或中选部件的附件（如覆盖螺丝、中央螺丝等）产品之一"]
["0208f419-e333-11e9-953f-fa163e0a8baf","010623bb-dffe-11e9-953f-fa163e0a8baf","国械注准20193171979","牙种植体系统","深圳安特医疗股份有限公司","深圳安特医疗股份有限公司","3fb772f1-e32c-11e9-953f-fa163e0a8baf","牙种植体系统","φ2.8×5.6",1009.2856,"纯钛","C0702041390200104983","C07020413902001049830000001",null,"申报企业自主确认为非招标产品、非中选产品或中选部件的附件（如覆盖螺丝、中央螺丝等）产品之一"]
["b17707eb-a953-11eb-86ff-fa163e311f19","010623bb-dffe-11e9-953f-fa163e0a8baf","国械注准20193171979","牙种植体系统","深圳安特医疗股份有限公司","深圳安特医疗股份有限公司","6bddac03-e32c-11e9-953f-fa163e0a8baf","牙种植体系统-基台","φ4.4×GH2.3",2012.4423,"钛合金","C0702021380100104983","C07020213801001049830000007",null,"申报企业自主确认为非招标产品、非中选产品或中选部件的附件（如覆盖螺丝、中央螺丝等）产品之一"]
["ce9dc70d-4918-11ed-9447-b4055d63f15c","010623bb-dffe-11e9-953f-fa163e0a8baf","国械注准20193171979","牙种植体系统","深圳安特医疗股份有限公司","深圳安特医疗股份有限公司","6e5afb47-4912-11ed-9447-b4055d63f15c","牙种植体系统-临时基台","φ4.0×GH2.1",2007.4021,"钛合金","C0702021380000204983","C07020213800002049830000001",null,"申报企业自主确认为非招标产品、非中选产品或中选部件的附件（如覆盖螺丝、中央螺丝等）产品之一"]
["51dc7a4b-e347-11e9-953f-fa163e0a8baf","010623bb-dffe-11e9-953f-fa163e0a8baf","国械注准20193171979","牙种植体系统","深圳安特医疗股份有限公司","深圳安特医疗股份有限公司","874a261d-e346-11e9-953f-fa163e0a8baf","牙种植体系统","M1.6×8.2",2010.1682,"钛合金","C0702041390200504983","C07020413902005049830000001",null,"申报企业自主确认为非招标产品、非中选产品或中选部件的附件（如覆盖螺丝、中央螺丝等）产品之一"]
["fac14bc3-4918-11ed-9447-b4055d63f15c","9ab49cf8-8dd1-11eb-ace3-fa163e311f19","国械注进20163172226","基台以及螺钉","登腾株式会社Dentium Co.,Ltd.","登腾（北京）医疗器械商贸有限公司","0784dd5e-4918-11ed-9447-b4055d63f15c","基台以及螺钉","RAB45TN","RAB45TN","纯钛","C0702021380000207694","C07020213800002076940000003","08809162702256","申报企业自主确认为非招标产品、非中选产品或中选部件的附件（如覆盖螺丝、中央螺丝等）产品之一"]
["fac1cd22-4918-11ed-9447-b4055d63f15c","9ab49cf8-8dd1-11eb-ace3-fa163e311f19","国械注进20163172226","基台以及螺钉","登腾株式会社Dentium Co.,Ltd.","登腾（北京）医疗器械商贸有限公司","0784dd5e-4918-11ed-9447-b4055d63f15c","基台以及螺钉","RAB45TH","RAB45TH","纯钛","C0702021380000207694","C07020213800002076940000004","08809162702249","申报企业自主确认为非招标产品、非中选产品或中选部件的附件（如覆盖螺丝、中央螺丝等）产品之一"]
["18e981fd-4919-11ed-9447-b4055d63f15c","9ab49cf8-8dd1-11eb-ace3-fa163e311f19","国械注进20163172226","基台以及螺钉","登腾株式会社Dentium Co.,Ltd.","登腾（北京）医疗器械商贸有限公司","2b088241-9062-11eb-ace3-fa163e311f19","基台以及螺钉-盖用螺钉","CS38","CS38","钛合金","C0702041390200107694","C07020413902001076940000023","08809691363225","申报企业自主确认为非招标产品、非中选产品或中选部件的附件（如覆盖螺丝、中央螺丝等）产品之一"]
["18e9f510-4919-11ed-9447-b4055d63f15c","9ab49cf8-8dd1-11eb-ace3-fa163e311f19","国械注进20163172226","基台以及螺钉","登腾株式会社Dentium Co.,Ltd.","登腾（北京）医疗器械商贸有限公司","2b088241-9062-11eb-ace3-fa163e311f19","基台以及螺钉-盖用螺钉","CS3820","CS3820","钛合金","C0702041390200107694","C07020413902001076940000019","08809691363249","申报企业自主确认为非招标产品、非中选产品或中选部件的附件（如覆盖螺丝、中央螺丝等）产品之一"]
["18ea03c9-4919-11ed-9447-b4055d63f15c","9ab49cf8-8dd1-11eb-ace3-fa163e311f19","国械注进20163172226","基台以及螺钉","登腾株式会社Dentium Co.,Ltd.","登腾（北京）医疗器械商贸有限公司","2b088241-9062-11eb-ace3-fa163e311f19","基台以及螺钉-盖用螺钉","GCS36","GCS36","钛合金","C0702041390200107694","C07020413902001076940000018","08809691363379","申报企业自主确认为非招标产品、非中选产品或中选部件的附件（如覆盖螺丝、中央螺丝等）产品之一"]
["18ea094f-4919-11ed-9447-b4055d63f15c","9ab49cf8-8dd1-11eb-ace3-fa163e311f19","国械注进20163172226","基台以及螺钉","登腾株式会社Dentium Co.,Ltd.","登腾（北京）医疗器械商贸有限公司","2b088241-9062-11eb-ace3-fa163e311f19","基台以及螺钉-盖用螺钉","CS36","CS36","钛合金","C0702041390200107694","C07020413902001076940000020","08809691363218","申报企业自主确认为非招标产品、非中选产品或中选部件的附件（如覆盖螺丝、中央螺丝等）产品之一"]
["18ea15e0-4919-11ed-9447-b4055d63f15c","9ab49cf8-8dd1-11eb-ace3-fa163e311f19","国械注进20163172226","基台以及螺钉","登腾株式会社Dentium Co.,Ltd.","登腾（北京）医疗器械商贸有限公司","2b088241-9062-11eb-ace3-fa163e311f19","基台以及螺钉-盖用螺钉","GCS30","GCS30","钛合金","C0702041390200107694","C07020413902001076940000021","08809691363355","申报企业自主确认为非招标产品、非中选产品或中选部件的附件（如覆盖螺丝、中央螺丝等）产品之一"]
["18ea1b63-4919-11ed-9447-b4055d63f15c","9ab49cf8-8dd1-11eb-ace3-fa163e311f19","国械注进20163172226","基台以及螺钉","登腾株式会社Dentium Co.,Ltd.","登腾（北京）医疗器械商贸有限公司","2b088241-9062-11eb-ace3-fa163e311f19","基台以及螺钉-盖用螺钉","CS34","CS34","钛合金","C0702041390200107694","C07020413902001076940000022","08809691363201","申报企业自主确认为非招标产品、非中选产品或中选部件的附件（如覆盖螺丝、中央螺丝等）产品之一"]
["4157085c-4919-11ed-9447-b4055d63f15c","9ab49cf8-8dd1-11eb-ace3-fa163e311f19","国械注进20163172226","基台以及螺钉","登腾株式会社Dentium Co.,Ltd.","登腾（北京）医疗器械商贸有限公司","4fa67830-9062-11eb-ace3-fa163e311f19","基台以及螺钉-基台螺丝","GSRS16T","GSRS16T","钛合金","C0702041390200507694","C07020413902005076940000026","08809460304329","申报企业自主确认为非招标产品、非中选产品或中选部件的附件（如覆盖螺丝、中央螺丝等）产品之一"]
["41578e87-4919-11ed-9447-b4055d63f15c","9ab49cf8-8dd1-11eb-ace3-fa163e311f19","国械注进20163172226","基台以及螺钉","登腾株式会社Dentium Co.,Ltd.","登腾（北京）医疗器械商贸有限公司","4fa67830-9062-11eb-ace3-fa163e311f19","基台以及螺钉-基台螺丝","ASC2045","ASC2045","钛合金","C0702041390200507694","C07020413902005076940000028","08809162702768","申报企业自主确认为非招标产品、非中选产品或中选部件的附件（如覆盖螺丝、中央螺丝等）产品之一"]
["4157b7b2-4919-11ed-9447-b4055d63f15c","9ab49cf8-8dd1-11eb-ace3-fa163e311f19","国械注进20163172226","基台以及螺钉","登腾株式会社Dentium Co.,Ltd.","登腾（北京）医疗器械商贸有限公司","4fa67830-9062-11eb-ace3-fa163e311f19","基台以及螺钉-基台螺丝","ASASC2023","ASASC2023","钛合金","C0702041390200507694","C07020413902005076940000027","08809460300413","申报企业自主确认为非招标产品、非中选产品或中选部件的附件（如覆盖螺丝、中央螺丝等）产品之一"]
["4157cd93-4919-11ed-9447-b4055d63f15c","9ab49cf8-8dd1-11eb-ace3-fa163e311f19","国械注进20163172226","基台以及螺钉","登腾株式会社Dentium Co.,Ltd.","登腾（北京）医疗器械商贸有限公司","4fa67830-9062-11eb-ace3-fa163e311f19","基台以及螺钉-基台螺丝","SRS18T","SRS18T","钛合金","C0702041390200507694","C07020413902005076940000023","08809544902205","申报企业自主确认为非招标产品、非中选产品或中选部件的附件（如覆盖螺丝、中央螺丝等）产品之一"]
["4157e145-4919-11ed-9447-b4055d63f15c","9ab49cf8-8dd1-11eb-ace3-fa163e311f19","国械注进20163172226","基台以及螺钉","登腾株式会社Dentium Co.,Ltd.","登腾（北京）医疗器械商贸有限公司","4fa67830-9062-11eb-ace3-fa163e311f19","基台以及螺钉-基台螺丝","GAOSC1619","GAOSC1619","钛合金","C0702041390200507694","C07020413902005076940000025","08809460304275","申报企业自主确认为非招标产品、非中选产品或中选部件的附件（如覆盖螺丝、中央螺丝等）产品之一"]
["4157f56e-4919-11ed-9447-b4055d63f15c","9ab49cf8-8dd1-11eb-ace3-fa163e311f19","国械注进20163172226","基台以及螺钉","登腾株式会社Dentium Co.,Ltd.","登腾（北京）医疗器械商贸有限公司","4fa67830-9062-11eb-ace3-fa163e311f19","基台以及螺钉-基台螺丝","GASC1619","GASC1619","钛合金","C0702041390200507694","C07020413902005076940000022","08809460305807","申报企业自主确认为非招标产品、非中选产品或中选部件的附件（如覆盖螺丝、中央螺丝等）产品之一"]
["41581ee6-4919-11ed-9447-b4055d63f15c","9ab49cf8-8dd1-11eb-ace3-fa163e311f19","国械注进20163172226","基台以及螺钉","登腾株式会社Dentium Co.,Ltd.","登腾（北京）医疗器械商贸有限公司","4fa67830-9062-11eb-ace3-fa163e311f19","基台以及螺钉-基台螺丝","ASC2025","ASC2025","钛合金","C0702041390200507694","C07020413902005076940000024","08809162702751","申报企业自主确认为非招标产品、非中选产品或中选部件的附件（如覆盖螺丝、中央螺丝等）产品之一"]
["e2a4235b-4918-11ed-9447-b4055d63f15c","9ab49cf8-8dd1-11eb-ace3-fa163e311f19","国械注进20163172226","基台以及螺钉","登腾株式会社Dentium Co.,Ltd.","登腾（北京）医疗器械商贸有限公司","d75d6126-4917-11ed-9447-b4055d63f15c","基台以及螺钉","BAB4020","BAB4020","钛合金","C0702021380100107694","C07020213801001076940000526","08809162701150","申报企业自主确认为非招标产品、非中选产品或中选部件的附件（如覆盖螺丝、中央螺丝等）产品之一"]
["e2a48f02-4918-11ed-9447-b4055d63f15c","9ab49cf8-8dd1-11eb-ace3-fa163e311f19","国械注进20163172226","基台以及螺钉","登腾株式会社Dentium Co.,Ltd.","登腾（北京）医疗器械商贸有限公司","d75d6126-4917-11ed-9447-b4055d63f15c","基台以及螺钉","BAB4040","BAB4040","钛合金","C0702021380100107694","C07020213801001076940000527","08809162701167","申报企业自主确认为非招标产品、非中选产品或中选部件的附件（如覆盖螺丝、中央螺丝等）产品之一"]
["8ae7ba7d-4918-11ed-9447-b4055d63f15c","9ab49cf8-8dd1-11eb-ace3-fa163e311f19","国械注进20163172226","基台以及螺钉","登腾株式会社Dentium Co.,Ltd.","登腾（北京）医疗器械商贸有限公司","fb923992-d583-11ec-9447-b4055d63f15c","基台以及螺钉","SAB4555L","SAB4555L","纯钛","C0702021380500107694","C07020213805001076940000593","08809162702317","申报企业自主确认为非招标产品、非中选产品或中选部件的附件（如覆盖螺丝、中央螺丝等）产品之一"]
["8ae80fa2-4918-11ed-9447-b4055d63f15c","9ab49cf8-8dd1-11eb-ace3-fa163e311f19","国械注进20163172226","基台以及螺钉","登腾株式会社Dentium Co.,Ltd.","登腾（北京）医疗器械商贸有限公司","fb923992-d583-11ec-9447-b4055d63f15c","基台以及螺钉","SAB5515L","SAB5515L","纯钛","C0702021380500107694","C07020213805001076940000598","08809162702324","申报企业自主确认为非招标产品、非中选产品或中选部件的附件（如覆盖螺丝、中央螺丝等）产品之一"]
["8ae88599-4918-11ed-9447-b4055d63f15c","9ab49cf8-8dd1-11eb-ace3-fa163e311f19","国械注进20163172226","基台以及螺钉","登腾株式会社Dentium Co.,Ltd.","登腾（北京）医疗器械商贸有限公司","fb923992-d583-11ec-9447-b4055d63f15c","基台以及螺钉","STC45SL","STC45SL","纯钛","C0702021380500107694","C07020213805001076940000604","08809162704076","申报企业自主确认为非招标产品、非中选产品或中选部件的附件（如覆盖螺丝、中央螺丝等）产品之一"]
["8ae937b0-4918-11ed-9447-b4055d63f15c","9ab49cf8-8dd1-11eb-ace3-fa163e311f19","国械注进20163172226","基台以及螺钉","登腾株式会社Dentium Co.,Ltd.","登腾（北京）医疗器械商贸有限公司","fb923992-d583-11ec-9447-b4055d63f15c","基台以及螺钉","SAB4515L","SAB4515L","纯钛","C0702021380500107694","C07020213805001076940000610","08809162702270","申报企业自主确认为非招标产品、非中选产品或中选部件的附件（如覆盖螺丝、中央螺丝等）产品之一"]
["8aee089d-4918-11ed-9447-b4055d63f15c","9ab49cf8-8dd1-11eb-ace3-fa163e311f19","国械注进20163172226","基台以及螺钉","登腾株式会社Dentium Co.,Ltd.","登腾（北京）医疗器械商贸有限公司","fb923992-d583-11ec-9447-b4055d63f15c","基台以及螺钉","SAB5525L","SAB5525L","纯钛","C0702021380500107694","C07020213805001076940000618","08809162702331","申报企业自主确认为非招标产品、非中选产品或中选部件的附件（如覆盖螺丝、中央螺丝等）产品之一"]
["8aef716d-4918-11ed-9447-b4055d63f15c","9ab49cf8-8dd1-11eb-ace3-fa163e311f19","国械注进20163172226","基台以及螺钉","登腾株式会社Dentium Co.,Ltd.","登腾（北京）医疗器械商贸有限公司","fb923992-d583-11ec-9447-b4055d63f15c","基台以及螺钉","STC55SL","STC55SL","纯钛","C0702021380500107694","C07020213805001076940000627","08809162704090","申报企业自主确认为非招标产品、非中选产品或中选部件的附件（如覆盖螺丝、中央螺丝等）产品之一"]
["8af014ae-4918-11ed-9447-b4055d63f15c","9ab49cf8-8dd1-11eb-ace3-fa163e311f19","国械注进20163172226","基台以及螺钉","登腾株式会社Dentium Co.,Ltd.","登腾（北京）医疗器械商贸有限公司","fb923992-d583-11ec-9447-b4055d63f15c","基台以及螺钉","SAB5555L","SAB5555L","纯钛","C0702021380500107694","C07020213805001076940000641","08809162702362","申报企业自主确认为非招标产品、非中选产品或中选部件的附件（如覆盖螺丝、中央螺丝等）产品之一"]
["8af0ca12-4918-11ed-9447-b4055d63f15c","9ab49cf8-8dd1-11eb-ace3-fa163e311f19","国械注进20163172226","基台以及螺钉","登腾株式会社Dentium Co.,Ltd.","登腾（北京）医疗器械商贸有限公司","fb923992-d583-11ec-9447-b4055d63f15c","基台以及螺钉","SAB4545L","SAB4545L","纯钛","C0702021380500107694","C07020213805001076940000650","08809162702300","申报企业自主确认为非招标产品、非中选产品或中选部件的附件（如覆盖螺丝、中央螺丝等）产品之一"]
["8af12cb7-4918-11ed-9447-b4055d63f15c","9ab49cf8-8dd1-11eb-ace3-fa163e311f19","国械注进20163172226","基台以及螺钉","登腾株式会社Dentium Co.,Ltd.","登腾（北京）医疗器械商贸有限公司","fb923992-d583-11ec-9447-b4055d63f15c","基台以及螺钉","SAB5535L","SAB5535L","纯钛","C0702021380500107694","C07020213805001076940000658","08809162702348","申报企业自主确认为非招标产品、非中选产品或中选部件的附件（如覆盖螺丝、中央螺丝等）产品之一"]
["8af16f25-4918-11ed-9447-b4055d63f15c","9ab49cf8-8dd1-11eb-ace3-fa163e311f19","国械注进20163172226","基台以及螺钉","登腾株式会社Dentium Co.,Ltd.","登腾（北京）医疗器械商贸有限公司","fb923992-d583-11ec-9447-b4055d63f15c","基台以及螺钉","STC45BL","STC45BL","纯钛","C0702021380500107694","C07020213805001076940000662","08809162704069","申报企业自主确认为非招标产品、非中选产品或中选部件的附件（如覆盖螺丝、中央螺丝等）产品之一"]
["8af4186d-4918-11ed-9447-b4055d63f15c","9ab49cf8-8dd1-11eb-ace3-fa163e311f19","国械注进20163172226","基台以及螺钉","登腾株式会社Dentium Co.,Ltd.","登腾（北京）医疗器械商贸有限公司","fb923992-d583-11ec-9447-b4055d63f15c","基台以及螺钉","STC55BL","STC55BL","纯钛","C0702021380500107694","C07020213805001076940000700","08809162704083","申报企业自主确认为非招标产品、非中选产品或中选部件的附件（如覆盖螺丝、中央螺丝等）产品之一"]
["8af41cca-4918-11ed-9447-b4055d63f15c","9ab49cf8-8dd1-11eb-ace3-fa163e311f19","国械注进20163172226","基台以及螺钉","登腾株式会社Dentium Co.,Ltd.","登腾（北京）医疗器械商贸有限公司","fb923992-d583-11ec-9447-b4055d63f15c","基台以及螺钉","SAB5545L","SAB5545L","纯钛","C0702021380500107694","C07020213805001076940000701","08809162702355","申报企业自主确认为非招标产品、非中选产品或中选部件的附件（如覆盖螺丝、中央螺丝等）产品之一"]
["8af4f482-4918-11ed-9447-b4055d63f15c","9ab49cf8-8dd1-11eb-ace3-fa163e311f19","国械注进20163172226","基台以及螺钉","登腾株式会社Dentium Co.,Ltd.","登腾（北京）医疗器械商贸有限公司","fb923992-d583-11ec-9447-b4055d63f15c","基台以及螺钉","SAB4525L","SAB4525L","纯钛","C0702021380500107694","C07020213805001076940000718","08809162702287","申报企业自主确认为非招标产品、非中选产品或中选部件的附件（如覆盖螺丝、中央螺丝等）产品之一"]
["8af55028-4918-11ed-9447-b4055d63f15c","9ab49cf8-8dd1-11eb-ace3-fa163e311f19","国械注进20163172226","基台以及螺钉","登腾株式会社Dentium Co.,Ltd.","登腾（北京）医疗器械商贸有限公司","fb923992-d583-11ec-9447-b4055d63f15c","基台以及螺钉","SAB4535L","SAB4535L","纯钛","C0702021380500107694","C07020213805001076940000723","08809162702294","申报企业自主确认为非招标产品、非中选产品或中选部件的附件（如覆盖螺丝、中央螺丝等）产品之一"]
["8af739b4-4918-11ed-9447-b4055d63f15c","9ab49cf8-8dd1-11eb-ace3-fa163e311f19","国械注进20163172226","基台以及螺钉","登腾株式会社Dentium Co.,Ltd.","登腾（北京）医疗器械商贸有限公司","fb923992-d583-11ec-9447-b4055d63f15c","基台以及螺钉","SAB4510L","SAB4510L","纯钛","C0702021380500107694","C07020213805001076940000761","08809162702263","申报企业自主确认为非招标产品、非中选产品或中选部件的附件（如覆盖螺丝、中央螺丝等）产品之一"]
["4f808aec-490c-11ed-9447-b4055d63f15c","9f1fb8ad-90fa-11eb-ace3-fa163e311f19","国械注进20153172719","基台","登腾株式会社Dentium Co.,Ltd.","登腾（北京）医疗器械商贸有限公司","1114ba66-490c-11ed-9447-b4055d63f15c","基台","BAB350018","BAB350018","钛合金","C0702021380100107694","C07020213801001076940000500","08809162701099","申报企业自主确认为非招标产品、非中选产品或中选部件的附件（如覆盖螺丝、中央螺丝等）产品之一"]
["4fd5dad4-490c-11ed-9447-b4055d63f15c","9f1fb8ad-90fa-11eb-ace3-fa163e311f19","国械注进20153172719","基台","登腾株式会社Dentium Co.,Ltd.","登腾（北京）医疗器械商贸有限公司","1114ba66-490c-11ed-9447-b4055d63f15c","基台","BAB404018","BAB404018","钛合金","C0702021380100107694","C07020213801001076940000501","08809772432307","申报企业自主确认为非招标产品、非中选产品或中选部件的附件（如覆盖螺丝、中央螺丝等）产品之一"]
["4fd605c1-490c-11ed-9447-b4055d63f15c","9f1fb8ad-90fa-11eb-ace3-fa163e311f19","国械注进20153172719","基台","登腾株式会社Dentium Co.,Ltd.","登腾（北京）医疗器械商贸有限公司","1114ba66-490c-11ed-9447-b4055d63f15c","基台","BAB401018","BAB401018","钛合金","C0702021380100107694","C07020213801001076940000502","08809772432277","申报企业自主确认为非招标产品、非中选产品或中选部件的附件（如覆盖螺丝、中央螺丝等）产品之一"]
["4fd60dc6-490c-11ed-9447-b4055d63f15c","9f1fb8ad-90fa-11eb-ace3-fa163e311f19","国械注进20153172719","基台","登腾株式会社Dentium Co.,Ltd.","登腾（北京）医疗器械商贸有限公司","1114ba66-490c-11ed-9447-b4055d63f15c","基台","BAB406018","BAB406018","钛合金","C0702021380100107694","C07020213801001076940000503","08809772432321","申报企业自主确认为非招标产品、非中选产品或中选部件的附件（如覆盖螺丝、中央螺丝等）产品之一"]
["4fd614a8-490c-11ed-9447-b4055d63f15c","9f1fb8ad-90fa-11eb-ace3-fa163e311f19","国械注进20153172719","基台","登腾株式会社Dentium Co.,Ltd.","登腾（北京）医疗器械商贸有限公司","1114ba66-490c-11ed-9447-b4055d63f15c","基台","BAB400018","BAB400018","钛合金","C0702021380100107694","C07020213801001076940000504","08809772432260","申报企业自主确认为非招标产品、非中选产品或中选部件的附件（如覆盖螺丝、中央螺丝等）产品之一"]
["4fd61b89-490c-11ed-9447-b4055d63f15c","9f1fb8ad-90fa-11eb-ace3-fa163e311f19","国械注进20153172719","基台","登腾株式会社Dentium Co.,Ltd.","登腾（北京）医疗器械商贸有限公司","1114ba66-490c-11ed-9447-b4055d63f15c","基台","BAB405018","BAB405018","钛合金","C0702021380100107694","C07020213801001076940000505","08809772432314","申报企业自主确认为非招标产品、非中选产品或中选部件的附件（如覆盖螺丝、中央螺丝等）产品之一"]
["4fd62ca8-490c-11ed-9447-b4055d63f15c","9f1fb8ad-90fa-11eb-ace3-fa163e311f19","国械注进20153172719","基台","登腾株式会社Dentium Co.,Ltd.","登腾（北京）医疗器械商贸有限公司","1114ba66-490c-11ed-9447-b4055d63f15c","基台","BAB355018","BAB355018","钛合金","C0702021380100107694","C07020213801001076940000506","08809162701143","申报企业自主确认为非招标产品、非中选产品或中选部件的附件（如覆盖螺丝、中央螺丝等）产品之一"]
["4fd6347f-490c-11ed-9447-b4055d63f15c","9f1fb8ad-90fa-11eb-ace3-fa163e311f19","国械注进20153172719","基台","登腾株式会社Dentium Co.,Ltd.","登腾（北京）医疗器械商贸有限公司","1114ba66-490c-11ed-9447-b4055d63f15c","基台","BAB352018","BAB352018","钛合金","C0702021380100107694","C07020213801001076940000507","08809162701112","申报企业自主确认为非招标产品、非中选产品或中选部件的附件（如覆盖螺丝、中央螺丝等）产品之一"]
["4fd63cd8-490c-11ed-9447-b4055d63f15c","9f1fb8ad-90fa-11eb-ace3-fa163e311f19","国械注进20153172719","基台","登腾株式会社Dentium Co.,Ltd.","登腾（北京）医疗器械商贸有限公司","1114ba66-490c-11ed-9447-b4055d63f15c","基台","BAB403018","BAB403018","钛合金","C0702021380100107694","C07020213801001076940000508","08809772432291","申报企业自主确认为非招标产品、非中选产品或中选部件的附件（如覆盖螺丝、中央螺丝等）产品之一"]
["4fd645af-490c-11ed-9447-b4055d63f15c","9f1fb8ad-90fa-11eb-ace3-fa163e311f19","国械注进20153172719","基台","登腾株式会社Dentium Co.,Ltd.","登腾（北京）医疗器械商贸有限公司","1114ba66-490c-11ed-9447-b4055d63f15c","基台","BAB356018","BAB356018","钛合金","C0702021380100107694","C07020213801001076940000509","08809772432253","申报企业自主确认为非招标产品、非中选产品或中选部件的附件（如覆盖螺丝、中央螺丝等）产品之一"]
["4fd64f0b-490c-11ed-9447-b4055d63f15c","9f1fb8ad-90fa-11eb-ace3-fa163e311f19","国械注进20153172719","基台","登腾株式会社Dentium Co.,Ltd.","登腾（北京）医疗器械商贸有限公司","1114ba66-490c-11ed-9447-b4055d63f15c","基台","BAB351018","BAB351018","钛合金","C0702021380100107694","C07020213801001076940000510","08809162701105","申报企业自主确认为非招标产品、非中选产品或中选部件的附件（如覆盖螺丝、中央螺丝等）产品之一"]
["4fd658b6-490c-11ed-9447-b4055d63f15c","9f1fb8ad-90fa-11eb-ace3-fa163e311f19","国械注进20153172719","基台","登腾株式会社Dentium Co.,Ltd.","登腾（北京）医疗器械商贸有限公司","1114ba66-490c-11ed-9447-b4055d63f15c","基台","BAB354018","BAB354018","钛合金","C0702021380100107694","C07020213801001076940000511","08809162701136","申报企业自主确认为非招标产品、非中选产品或中选部件的附件（如覆盖螺丝、中央螺丝等）产品之一"]
["4fd66324-490c-11ed-9447-b4055d63f15c","9f1fb8ad-90fa-11eb-ace3-fa163e311f19","国械注进20153172719","基台","登腾株式会社Dentium Co.,Ltd.","登腾（北京）医疗器械商贸有限公司","1114ba66-490c-11ed-9447-b4055d63f15c","基台","BAB353018","BAB353018","钛合金","C0702021380100107694","C07020213801001076940000512","08809162701129","申报企业自主确认为非招标产品、非中选产品或中选部件的附件（如覆盖螺丝、中央螺丝等）产品之一"]
["4fd69162-490c-11ed-9447-b4055d63f15c","9f1fb8ad-90fa-11eb-ace3-fa163e311f19","国械注进20153172719","基台","登腾株式会社Dentium Co.,Ltd.","登腾（北京）医疗器械商贸有限公司","1114ba66-490c-11ed-9447-b4055d63f15c","基台","BAB402018","BAB402018","钛合金","C0702021380100107694","C07020213801001076940000513","08809772432284","申报企业自主确认为非招标产品、非中选产品或中选部件的附件（如覆盖螺丝、中央螺丝等）产品之一"]
["e95816d9-492e-11ed-9447-b4055d63f15c","6332aed9-0161-41d6-91c2-028a99c571c1","国械备20160482号","转移帽","Dentium Co.,Ltd. 登腾株式会社","登腾（北京）医疗器械商贸有限公司","312b9eea-492d-11ed-9447-b4055d63f15c","转移帽","SOCAN4840P","SOCAN4840P","高分子材料","C0702041390100307694","C07020413901003076940000010","08809162705905","申报企业自主确认为非招标产品、非中选产品或中选部件的附件（如覆盖螺丝、中央螺丝等）产品之一"]
["e95871d4-492e-11ed-9447-b4055d63f15c","6332aed9-0161-41d6-91c2-028a99c571c1","国械备20160482号","转移帽","Dentium Co.,Ltd. 登腾株式会社","登腾（北京）医疗器械商贸有限公司","312b9eea-492d-11ed-9447-b4055d63f15c","转移帽","SOCAN6570P","SOCAN6570P","高分子材料","C0702041390100307694","C07020413901003076940000011","08809162705950","申报企业自主确认为非招标产品、非中选产品或中选部件的附件（如覆盖螺丝、中央螺丝等）产品之一"]
["e9589e29-492e-11ed-9447-b4055d63f15c","6332aed9-0161-41d6-91c2-028a99c571c1","国械备20160482号","转移帽","Dentium Co.,Ltd. 登腾株式会社","登腾（北京）医疗器械商贸有限公司","312b9eea-492d-11ed-9447-b4055d63f15c","转移帽","BIC","BIC","高分子材料","C0702041390100307694","C07020413901003076940000012","08809162702799","申报企业自主确认为非招标产品、非中选产品或中选部件的附件（如覆盖螺丝、中央螺丝等）产品之一"]
["e958ace7-492e-11ed-9447-b4055d63f15c","6332aed9-0161-41d6-91c2-028a99c571c1","国械备20160482号","转移帽","Dentium Co.,Ltd. 登腾株式会社","登腾（北京）医疗器械商贸有限公司","312b9eea-492d-11ed-9447-b4055d63f15c","转移帽","BIC3L","BIC3L","高分子材料","C0702041390100307694","C07020413901003076940000013","08809162702805","申报企业自主确认为非招标产品、非中选产品或中选部件的附件（如覆盖螺丝、中央螺丝等）产品之一"]
["e958b235-492e-11ed-9447-b4055d63f15c","6332aed9-0161-41d6-91c2-028a99c571c1","国械备20160482号","转移帽","Dentium Co.,Ltd. 登腾株式会社","登腾（北京）医疗器械商贸有限公司","312b9eea-492d-11ed-9447-b4055d63f15c","转移帽","SOCAN6555P","SOCAN6555P","高分子材料","C0702041390100307694","C07020413901003076940000014","08809162705943","申报企业自主确认为非招标产品、非中选产品或中选部件的附件（如覆盖螺丝、中央螺丝等）产品之一"]
["e958be75-492e-11ed-9447-b4055d63f15c","6332aed9-0161-41d6-91c2-028a99c571c1","国械备20160482号","转移帽","Dentium Co.,Ltd. 登腾株式会社","登腾（北京）医疗器械商贸有限公司","312b9eea-492d-11ed-9447-b4055d63f15c","转移帽","SOCAN4870P","SOCAN4870P","高分子材料","C0702041390100307694","C07020413901003076940000015","08809162705929","申报企业自主确认为非招标产品、非中选产品或中选部件的附件（如覆盖螺丝、中央螺丝等）产品之一"]
["e958c332-492e-11ed-9447-b4055d63f15c","6332aed9-0161-41d6-91c2-028a99c571c1","国械备20160482号","转移帽","Dentium Co.,Ltd. 登腾株式会社","登腾（北京）医疗器械商贸有限公司","312b9eea-492d-11ed-9447-b4055d63f15c","转移帽","SOCAN6540P","SOCAN6540P","高分子材料","C0702041390100307694","C07020413901003076940000016","08809162705936","申报企业自主确认为非招标产品、非中选产品或中选部件的附件（如覆盖螺丝、中央螺丝等）产品之一"]
["e958c7af-492e-11ed-9447-b4055d63f15c","6332aed9-0161-41d6-91c2-028a99c571c1","国械备20160482号","转移帽","Dentium Co.,Ltd. 登腾株式会社","登腾（北京）医疗器械商贸有限公司","312b9eea-492d-11ed-9447-b4055d63f15c","转移帽","SOCAN4855P","SOCAN4855P","高分子材料","C0702041390100307694","C07020413901003076940000017","08809162705912","申报企业自主确认为非招标产品、非中选产品或中选部件的附件（如覆盖螺丝、中央螺丝等）产品之一"]
["8b6edb97-492e-11ed-9447-b4055d63f15c","6332aed9-0161-41d6-91c2-028a99c571c1","国械备20160482号","转移帽","Dentium Co.,Ltd. 登腾株式会社","登腾（北京）医疗器械商贸有限公司","4d66e5fb-95b7-11ea-8bcf-fa163e0a8baf","转移帽","CBC48B","CBC48B","高分子材料","C0702041390100207694","C07020413901002076940000104","08809740714008","申报企业自主确认为非招标产品、非中选产品或中选部件的附件（如覆盖螺丝、中央螺丝等）产品之一"]
["8b6f5a2b-492e-11ed-9447-b4055d63f15c","6332aed9-0161-41d6-91c2-028a99c571c1","国械备20160482号","转移帽","Dentium Co.,Ltd. 登腾株式会社","登腾（北京）医疗器械商贸有限公司","4d66e5fb-95b7-11ea-8bcf-fa163e0a8baf","转移帽","CBC65BL","CBC65BL","高分子材料","C0702041390100207694","C07020413901002076940000105","08809162702966","申报企业自主确认为非招标产品、非中选产品或中选部件的附件（如覆盖螺丝、中央螺丝等）产品之一"]
["8b7093fb-492e-11ed-9447-b4055d63f15c","6332aed9-0161-41d6-91c2-028a99c571c1","国械备20160482号","转移帽","Dentium Co.,Ltd. 登腾株式会社","登腾（北京）医疗器械商贸有限公司","4d66e5fb-95b7-11ea-8bcf-fa163e0a8baf","转移帽","CBC45BL","CBC45BL","高分子材料","C0702041390100207694","C07020413901002076940000106","08809162702881","申报企业自主确认为非招标产品、非中选产品或中选部件的附件（如覆盖螺丝、中央螺丝等）产品之一"]
["8b70b921-492e-11ed-9447-b4055d63f15c","6332aed9-0161-41d6-91c2-028a99c571c1","国械备20160482号","转移帽","Dentium Co.,Ltd. 登腾株式会社","登腾（北京）医疗器械商贸有限公司","4d66e5fb-95b7-11ea-8bcf-fa163e0a8baf","转移帽","SODBC65S","SODBC65S","高分子材料","C0702041390100207694","C07020413901002076940000107","08809162706032","申报企业自主确认为非招标产品、非中选产品或中选部件的附件（如覆盖螺丝、中央螺丝等）产品之一"]
["8b7204db-492e-11ed-9447-b4055d63f15c","6332aed9-0161-41d6-91c2-028a99c571c1","国械备20160482号","转移帽","Dentium Co.,Ltd. 登腾株式会社","登腾（北京）医疗器械商贸有限公司","4d66e5fb-95b7-11ea-8bcf-fa163e0a8baf","转移帽","SOSBC4816H","SOSBC4816H","高分子材料","C0702041390100207694","C07020413901002076940000108","08809162706186","申报企业自主确认为非招标产品、非中选产品或中选部件的附件（如覆盖螺丝、中央螺丝等）产品之一"]
["8b72281a-492e-11ed-9447-b4055d63f15c","6332aed9-0161-41d6-91c2-028a99c571c1","国械备20160482号","转移帽","Dentium Co.,Ltd. 登腾株式会社","登腾（北京）医疗器械商贸有限公司","4d66e5fb-95b7-11ea-8bcf-fa163e0a8baf","转移帽","SBC55SL","SBC55SL","高分子材料","C0702041390100207694","C07020413901002076940000109","08809162703857","申报企业自主确认为非招标产品、非中选产品或中选部件的附件（如覆盖螺丝、中央螺丝等）产品之一"]
["8b723539-492e-11ed-9447-b4055d63f15c","6332aed9-0161-41d6-91c2-028a99c571c1","国械备20160482号","转移帽","Dentium Co.,Ltd. 登腾株式会社","登腾（北京）医疗器械商贸有限公司","4d66e5fb-95b7-11ea-8bcf-fa163e0a8baf","转移帽","OISBC4855B","OISBC4855B","高分子材料","C0702041390100207694","C07020413901002076940000110","08809691368022","申报企业自主确认为非招标产品、非中选产品或中选部件的附件（如覆盖螺丝、中央螺丝等）产品之一"]
["8b72434a-492e-11ed-9447-b4055d63f15c","6332aed9-0161-41d6-91c2-028a99c571c1","国械备20160482号","转移帽","Dentium Co.,Ltd. 登腾株式会社","登腾（北京）医疗器械商贸有限公司","4d66e5fb-95b7-11ea-8bcf-fa163e0a8baf","转移帽","SBC45BL","SBC45BL","高分子材料","C0702041390100207694","C07020413901002076940000111","08809162703819","申报企业自主确认为非招标产品、非中选产品或中选部件的附件（如覆盖螺丝、中央螺丝等）产品之一"]
["8b725019-492e-11ed-9447-b4055d63f15c","6332aed9-0161-41d6-91c2-028a99c571c1","国械备20160482号","转移帽","Dentium Co.,Ltd. 登腾株式会社","登腾（北京）医疗器械商贸有限公司","4d66e5fb-95b7-11ea-8bcf-fa163e0a8baf","转移帽","PIC","PIC","高分子材料","C0702041390100207694","C07020413901002076940000112","08809544902465","申报企业自主确认为非招标产品、非中选产品或中选部件的附件（如覆盖螺丝、中央螺丝等）产品之一"]
["8b725ee3-492e-11ed-9447-b4055d63f15c","6332aed9-0161-41d6-91c2-028a99c571c1","国械备20160482号","转移帽","Dentium Co.,Ltd. 登腾株式会社","登腾（北京）医疗器械商贸有限公司","4d66e5fb-95b7-11ea-8bcf-fa163e0a8baf","转移帽","CBC45SL","CBC45SL","高分子材料","C0702041390100207694","C07020413901002076940000113","08809162702904","申报企业自主确认为非招标产品、非中选产品或中选部件的附件（如覆盖螺丝、中央螺丝等）产品之一"]
["8b726b59-492e-11ed-9447-b4055d63f15c","6332aed9-0161-41d6-91c2-028a99c571c1","国械备20160482号","转移帽","Dentium Co.,Ltd. 登腾株式会社","登腾（北京）医疗器械商贸有限公司","4d66e5fb-95b7-11ea-8bcf-fa163e0a8baf","转移帽","SBC55BL","SBC55BL","高分子材料","C0702041390100207694","C07020413901002076940000114","08809162703840","申报企业自主确认为非招标产品、非中选产品或中选部件的附件（如覆盖螺丝、中央螺丝等）产品之一"]
["8b72aba9-492e-11ed-9447-b4055d63f15c","6332aed9-0161-41d6-91c2-028a99c571c1","国械备20160482号","转移帽","Dentium Co.,Ltd. 登腾株式会社","登腾（北京）医疗器械商贸有限公司","4d66e5fb-95b7-11ea-8bcf-fa163e0a8baf","转移帽","OISBC6055B","OISBC6055B","高分子材料","C0702041390100207694","C07020413901002076940000115","08809691368046","申报企业自主确认为非招标产品、非中选产品或中选部件的附件（如覆盖螺丝、中央螺丝等）产品之一"]
["8b72c374-492e-11ed-9447-b4055d63f15c","6332aed9-0161-41d6-91c2-028a99c571c1","国械备20160482号","转移帽","Dentium Co.,Ltd. 登腾株式会社","登腾（北京）医疗器械商贸有限公司","4d66e5fb-95b7-11ea-8bcf-fa163e0a8baf","转移帽","CBC50SL","CBC50SL","高分子材料","C0702041390100207694","C07020413901002076940000116","08809772433052","申报企业自主确认为非招标产品、非中选产品或中选部件的附件（如覆盖螺丝、中央螺丝等）产品之一"]
["8b72fbf7-492e-11ed-9447-b4055d63f15c","6332aed9-0161-41d6-91c2-028a99c571c1","国械备20160482号","转移帽","Dentium Co.,Ltd. 登腾株式会社","登腾（北京）医疗器械商贸有限公司","4d66e5fb-95b7-11ea-8bcf-fa163e0a8baf","转移帽","OISBC4855S","OISBC4855S","高分子材料","C0702041390100207694","C07020413901002076940000117","08809691368039","申报企业自主确认为非招标产品、非中选产品或中选部件的附件（如覆盖螺丝、中央螺丝等）产品之一"]
["8b7312f7-492e-11ed-9447-b4055d63f15c","6332aed9-0161-41d6-91c2-028a99c571c1","国械备20160482号","转移帽","Dentium Co.,Ltd. 登腾株式会社","登腾（北京）医疗器械商贸有限公司","4d66e5fb-95b7-11ea-8bcf-fa163e0a8baf","转移帽","CBC65SL","CBC65SL","高分子材料","C0702041390100207694","C07020413901002076940000118","08809162702980","申报企业自主确认为非招标产品、非中选产品或中选部件的附件（如覆盖螺丝、中央螺丝等）产品之一"]
["8b731ea8-492e-11ed-9447-b4055d63f15c","6332aed9-0161-41d6-91c2-028a99c571c1","国械备20160482号","转移帽","Dentium Co.,Ltd. 登腾株式会社","登腾（北京）医疗器械商贸有限公司","4d66e5fb-95b7-11ea-8bcf-fa163e0a8baf","转移帽","SBC45SL","SBC45SL","高分子材料","C0702041390100207694","C07020413901002076940000119","08809162703826","申报企业自主确认为非招标产品、非中选产品或中选部件的附件（如覆盖螺丝、中央螺丝等）产品之一"]
["8b73231d-492e-11ed-9447-b4055d63f15c","6332aed9-0161-41d6-91c2-028a99c571c1","国械备20160482号","转移帽","Dentium Co.,Ltd. 登腾株式会社","登腾（北京）医疗器械商贸有限公司","4d66e5fb-95b7-11ea-8bcf-fa163e0a8baf","转移帽","CBC60S","CBC60S","高分子材料","C0702041390100207694","C07020413901002076940000120","08809740714060","申报企业自主确认为非招标产品、非中选产品或中选部件的附件（如覆盖螺丝、中央螺丝等）产品之一"]
["8b732757-492e-11ed-9447-b4055d63f15c","6332aed9-0161-41d6-91c2-028a99c571c1","国械备20160482号","转移帽","Dentium Co.,Ltd. 登腾株式会社","登腾（北京）医疗器械商贸有限公司","4d66e5fb-95b7-11ea-8bcf-fa163e0a8baf","转移帽","CBC55BL","CBC55BL","高分子材料","C0702041390100207694","C07020413901002076940000121","08809162702928","申报企业自主确认为非招标产品、非中选产品或中选部件的附件（如覆盖螺丝、中央螺丝等）产品之一"]
["8b732b98-492e-11ed-9447-b4055d63f15c","6332aed9-0161-41d6-91c2-028a99c571c1","国械备20160482号","转移帽","Dentium Co.,Ltd. 登腾株式会社","登腾（北京）医疗器械商贸有限公司","4d66e5fb-95b7-11ea-8bcf-fa163e0a8baf","转移帽","SBC4812","SBC4812","高分子材料","C0702041390100207694","C07020413901002076940000122","08809162703833","申报企业自主确认为非招标产品、非中选产品或中选部件的附件（如覆盖螺丝、中央螺丝等）产品之一"]
["8b733455-492e-11ed-9447-b4055d63f15c","6332aed9-0161-41d6-91c2-028a99c571c1","国械备20160482号","转移帽","Dentium Co.,Ltd. 登腾株式会社","登腾（北京）医疗器械商贸有限公司","4d66e5fb-95b7-11ea-8bcf-fa163e0a8baf","转移帽","CBC60B","CBC60B","高分子材料","C0702041390100207694","C07020413901002076940000123","08809740714046","申报企业自主确认为非招标产品、非中选产品或中选部件的附件（如覆盖螺丝、中央螺丝等）产品之一"]
["8b73415b-492e-11ed-9447-b4055d63f15c","6332aed9-0161-41d6-91c2-028a99c571c1","国械备20160482号","转移帽","Dentium Co.,Ltd. 登腾株式会社","登腾（北京）医疗器械商贸有限公司","4d66e5fb-95b7-11ea-8bcf-fa163e0a8baf","转移帽","CBC50BL","CBC50BL","高分子材料","C0702041390100207694","C07020413901002076940000124","08809772433045","申报企业自主确认为非招标产品、非中选产品或中选部件的附件（如覆盖螺丝、中央螺丝等）产品之一"]
["8b7345d8-492e-11ed-9447-b4055d63f15c","6332aed9-0161-41d6-91c2-028a99c571c1","国械备20160482号","转移帽","Dentium Co.,Ltd. 登腾株式会社","登腾（北京）医疗器械商贸有限公司","4d66e5fb-95b7-11ea-8bcf-fa163e0a8baf","转移帽","CBC60BL","CBC60BL","高分子材料","C0702041390100207694","C07020413901002076940000125","08809772433069","申报企业自主确认为非招标产品、非中选产品或中选部件的附件（如覆盖螺丝、中央螺丝等）产品之一"]
["8b736b47-492e-11ed-9447-b4055d63f15c","6332aed9-0161-41d6-91c2-028a99c571c1","国械备20160482号","转移帽","Dentium Co.,Ltd. 登腾株式会社","登腾（北京）医疗器械商贸有限公司","4d66e5fb-95b7-11ea-8bcf-fa163e0a8baf","转移帽","SODBC48B","SODBC48B","高分子材料","C0702041390100207694","C07020413901002076940000126","08809162706001","申报企业自主确认为非招标产品、非中选产品或中选部件的附件（如覆盖螺丝、中央螺丝等）产品之一"]
["8b737ea2-492e-11ed-9447-b4055d63f15c","6332aed9-0161-41d6-91c2-028a99c571c1","国械备20160482号","转移帽","Dentium Co.,Ltd. 登腾株式会社","登腾（北京）医疗器械商贸有限公司","4d66e5fb-95b7-11ea-8bcf-fa163e0a8baf","转移帽","SODBC48S","SODBC48S","高分子材料","C0702041390100207694","C07020413901002076940000127","08809162706018","申报企业自主确认为非招标产品、非中选产品或中选部件的附件（如覆盖螺丝、中央螺丝等）产品之一"]
["8b738a17-492e-11ed-9447-b4055d63f15c","6332aed9-0161-41d6-91c2-028a99c571c1","国械备20160482号","转移帽","Dentium Co.,Ltd. 登腾株式会社","登腾（北京）医疗器械商贸有限公司","4d66e5fb-95b7-11ea-8bcf-fa163e0a8baf","转移帽","SOSBC4816N","SOSBC4816N","高分子材料","C0702041390100207694","C07020413901002076940000128","08809162706193","申报企业自主确认为非招标产品、非中选产品或中选部件的附件（如覆盖螺丝、中央螺丝等）产品之一"]
["8b738ef8-492e-11ed-9447-b4055d63f15c","6332aed9-0161-41d6-91c2-028a99c571c1","国械备20160482号","转移帽","Dentium Co.,Ltd. 登腾株式会社","登腾（北京）医疗器械商贸有限公司","4d66e5fb-95b7-11ea-8bcf-fa163e0a8baf","转移帽","CBC55SL","CBC55SL","高分子材料","C0702041390100207694","C07020413901002076940000129","08809162702942","申报企业自主确认为非招标产品、非中选产品或中选部件的附件（如覆盖螺丝、中央螺丝等）产品之一"]
["8b739a50-492e-11ed-9447-b4055d63f15c","6332aed9-0161-41d6-91c2-028a99c571c1","国械备20160482号","转移帽","Dentium Co.,Ltd. 登腾株式会社","登腾（北京）医疗器械商贸有限公司","4d66e5fb-95b7-11ea-8bcf-fa163e0a8baf","转移帽","SODBC65B","SODBC65B","高分子材料","C0702041390100207694","C07020413901002076940000130","08809162706025","申报企业自主确认为非招标产品、非中选产品或中选部件的附件（如覆盖螺丝、中央螺丝等）产品之一"]
["8b739ea0-492e-11ed-9447-b4055d63f15c","6332aed9-0161-41d6-91c2-028a99c571c1","国械备20160482号","转移帽","Dentium Co.,Ltd. 登腾株式会社","登腾（北京）医疗器械商贸有限公司","4d66e5fb-95b7-11ea-8bcf-fa163e0a8baf","转移帽","OISBC6055S","OISBC6055S","高分子材料","C0702041390100207694","C07020413901002076940000131","08809691368053","申报企业自主确认为非招标产品、非中选产品或中选部件的附件（如覆盖螺丝、中央螺丝等）产品之一"]
["8b73a2d1-492e-11ed-9447-b4055d63f15c","6332aed9-0161-41d6-91c2-028a99c571c1","国械备20160482号","转移帽","Dentium Co.,Ltd. 登腾株式会社","登腾（北京）医疗器械商贸有限公司","4d66e5fb-95b7-11ea-8bcf-fa163e0a8baf","转移帽","SOSBC6516H","SOSBC6516H","高分子材料","C0702041390100207694","C07020413901002076940000132","08809162706209","申报企业自主确认为非招标产品、非中选产品或中选部件的附件（如覆盖螺丝、中央螺丝等）产品之一"]
["8b73a75d-492e-11ed-9447-b4055d63f15c","6332aed9-0161-41d6-91c2-028a99c571c1","国械备20160482号","转移帽","Dentium Co.,Ltd. 登腾株式会社","登腾（北京）医疗器械商贸有限公司","4d66e5fb-95b7-11ea-8bcf-fa163e0a8baf","转移帽","CBC60SL","CBC60SL","高分子材料","C0702041390100207694","C07020413901002076940000133","08809772433076","申报企业自主确认为非招标产品、非中选产品或中选部件的附件（如覆盖螺丝、中央螺丝等）产品之一"]
["8b73bcbb-492e-11ed-9447-b4055d63f15c","6332aed9-0161-41d6-91c2-028a99c571c1","国械备20160482号","转移帽","Dentium Co.,Ltd. 登腾株式会社","登腾（北京）医疗器械商贸有限公司","4d66e5fb-95b7-11ea-8bcf-fa163e0a8baf","转移帽","SOSBC6516N","SOSBC6516N","高分子材料","C0702041390100207694","C07020413901002076940000134","08809162706216","申报企业自主确认为非招标产品、非中选产品或中选部件的附件（如覆盖螺丝、中央螺丝等）产品之一"]
["8b73cdb1-492e-11ed-9447-b4055d63f15c","6332aed9-0161-41d6-91c2-028a99c571c1","国械备20160482号","转移帽","Dentium Co.,Ltd. 登腾株式会社","登腾（北京）医疗器械商贸有限公司","4d66e5fb-95b7-11ea-8bcf-fa163e0a8baf","转移帽","CBC48S","CBC48S","高分子材料","C0702041390100207694","C07020413901002076940000135","08809740714022","申报企业自主确认为非招标产品、非中选产品或中选部件的附件（如覆盖螺丝、中央螺丝等）产品之一"]
["8b73d612-492e-11ed-9447-b4055d63f15c","6332aed9-0161-41d6-91c2-028a99c571c1","国械备20160482号","转移帽","Dentium Co.,Ltd. 登腾株式会社","登腾（北京）医疗器械商贸有限公司","4d66e5fb-95b7-11ea-8bcf-fa163e0a8baf","转移帽","SBC6012","SBC6012","高分子材料","C0702041390100207694","C07020413901002076940000136","08809162703864","申报企业自主确认为非招标产品、非中选产品或中选部件的附件（如覆盖螺丝、中央螺丝等）产品之一"]
["de16b1f1-964c-11ea-8bcf-fa163e0a8baf","6332aed9-0161-41d6-91c2-028a99c571c1","国械备20160482号","转移帽","Dentium Co.,Ltd. 登腾株式会社","登腾（北京）医疗器械商贸有限公司","4d66e5fb-95b7-11ea-8bcf-fa163e0a8baf","转移帽","OISIC6055","OISIC6055","高分子材料","C0702041390100207694","C07020413901002076940000009","08809691368114","申报企业自主确认为非招标产品、非中选产品或中选部件的附件（如覆盖螺丝、中央螺丝等）产品之一"]
["de16b3d1-964c-11ea-8bcf-fa163e0a8baf","6332aed9-0161-41d6-91c2-028a99c571c1","国械备20160482号","转移帽","Dentium Co.,Ltd. 登腾株式会社","登腾（北京）医疗器械商贸有限公司","4d66e5fb-95b7-11ea-8bcf-fa163e0a8baf","转移帽","SODIC65","SODIC65","高分子材料","C0702041390100207694","C07020413901002076940000011","08809162706056","申报企业自主确认为非招标产品、非中选产品或中选部件的附件（如覆盖螺丝、中央螺丝等）产品之一"]
["de16b6ee-964c-11ea-8bcf-fa163e0a8baf","6332aed9-0161-41d6-91c2-028a99c571c1","国械备20160482号","转移帽","Dentium Co.,Ltd. 登腾株式会社","登腾（北京）医疗器械商贸有限公司","4d66e5fb-95b7-11ea-8bcf-fa163e0a8baf","转移帽","ICA","ICA","高分子材料","C0702041390100207694","C07020413901002076940000007","08809162706667","申报企业自主确认为非招标产品、非中选产品或中选部件的附件（如覆盖螺丝、中央螺丝等）产品之一"]
["de16bafa-964c-11ea-8bcf-fa163e0a8baf","6332aed9-0161-41d6-91c2-028a99c571c1","国械备20160482号","转移帽","Dentium Co.,Ltd. 登腾株式会社","登腾（北京）医疗器械商贸有限公司","4d66e5fb-95b7-11ea-8bcf-fa163e0a8baf","转移帽","SODIC48","SODIC48","高分子材料","C0702041390100207694","C07020413901002076940000010","08809162706049","申报企业自主确认为非招标产品、非中选产品或中选部件的附件（如覆盖螺丝、中央螺丝等）产品之一"]
["de16bc63-964c-11ea-8bcf-fa163e0a8baf","6332aed9-0161-41d6-91c2-028a99c571c1","国械备20160482号","转移帽","Dentium Co.,Ltd. 登腾株式会社","登腾（北京）医疗器械商贸有限公司","4d66e5fb-95b7-11ea-8bcf-fa163e0a8baf","转移帽","BFS30P","BFS30P","高分子材料","C0702041390100207694","C07020413901002076940000001","08809162702782","申报企业自主确认为非招标产品、非中选产品或中选部件的附件（如覆盖螺丝、中央螺丝等）产品之一"]
["de16bdb9-964c-11ea-8bcf-fa163e0a8baf","6332aed9-0161-41d6-91c2-028a99c571c1","国械备20160482号","转移帽","Dentium Co.,Ltd. 登腾株式会社","登腾（北京）医疗器械商贸有限公司","4d66e5fb-95b7-11ea-8bcf-fa163e0a8baf","转移帽","OISIC4855","OISIC4855","高分子材料","C0702041390100207694","C07020413901002076940000008","08809691368107","申报企业自主确认为非招标产品、非中选产品或中选部件的附件（如覆盖螺丝、中央螺丝等）产品之一"]
["ecf80503-e575-11ec-9447-b4055d63f15c","6332aed9-0161-41d6-91c2-028a99c571c1","国械备20160482号","转移帽","Dentium Co.,Ltd. 登腾株式会社","登腾（北京）医疗器械商贸有限公司","6EC93F834EE148FFA1683169372E7887","转移帽","SODAN65","SODAN65","铝合金、钛合金","C0702041390200307694","C07020413902003076940000044","08809162705998","申报企业自主确认为非招标产品、非中选产品或中选部件的附件（如覆盖螺丝、中央螺丝等）产品之一"]
["ecf80ee2-e575-11ec-9447-b4055d63f15c","6332aed9-0161-41d6-91c2-028a99c571c1","国械备20160482号","转移帽","Dentium Co.,Ltd. 登腾株式会社","登腾（北京）医疗器械商贸有限公司","6EC93F834EE148FFA1683169372E7887","转移帽","SAN55L","SAN55L","铝合金、钛合金","C0702041390200307694","C07020413902003076940000045","08809162703796","申报企业自主确认为非招标产品、非中选产品或中选部件的附件（如覆盖螺丝、中央螺丝等）产品之一"]
["ecf811c1-e575-11ec-9447-b4055d63f15c","6332aed9-0161-41d6-91c2-028a99c571c1","国械备20160482号","转移帽","Dentium Co.,Ltd. 登腾株式会社","登腾（北京）医疗器械商贸有限公司","6EC93F834EE148FFA1683169372E7887","转移帽","OISAN4840","OISAN4840","铝合金、钛合金","C0702041390200307694","C07020413902003076940000046","08809691367940","申报企业自主确认为非招标产品、非中选产品或中选部件的附件（如覆盖螺丝、中央螺丝等）产品之一"]
["ecf81461-e575-11ec-9447-b4055d63f15c","6332aed9-0161-41d6-91c2-028a99c571c1","国械备20160482号","转移帽","Dentium Co.,Ltd. 登腾株式会社","登腾（北京）医疗器械商贸有限公司","6EC93F834EE148FFA1683169372E7887","转移帽","OIFAN60","OIFAN60","铝合金、钛合金","C0702041390200307694","C07020413902003076940000047","08809691366752","申报企业自主确认为非招标产品、非中选产品或中选部件的附件（如覆盖螺丝、中央螺丝等）产品之一"]
["ecf83ec2-e575-11ec-9447-b4055d63f15c","6332aed9-0161-41d6-91c2-028a99c571c1","国械备20160482号","转移帽","Dentium Co.,Ltd. 登腾株式会社","登腾（北京）医疗器械商贸有限公司","6EC93F834EE148FFA1683169372E7887","转移帽","OISAN6040","OISAN6040","铝合金、钛合金","C0702041390200307694","C07020413902003076940000048","08809691367988","申报企业自主确认为非招标产品、非中选产品或中选部件的附件（如覆盖螺丝、中央螺丝等）产品之一"]
["ecf864b2-e575-11ec-9447-b4055d63f15c","6332aed9-0161-41d6-91c2-028a99c571c1","国械备20160482号","转移帽","Dentium Co.,Ltd. 登腾株式会社","登腾（北京）医疗器械商贸有限公司","6EC93F834EE148FFA1683169372E7887","转移帽","SAN65L","SAN65L","铝合金、钛合金","C0702041390200307694","C07020413902003076940000049","08809772433106","申报企业自主确认为非招标产品、非中选产品或中选部件的附件（如覆盖螺丝、中央螺丝等）产品之一"]
["ecf8a282-e575-11ec-9447-b4055d63f15c","6332aed9-0161-41d6-91c2-028a99c571c1","国械备20160482号","转移帽","Dentium Co.,Ltd. 登腾株式会社","登腾（北京）医疗器械商贸有限公司","6EC93F834EE148FFA1683169372E7887","转移帽","SAN45L","SAN45L","铝合金、钛合金","C0702041390200307694","C07020413902003076940000051","08809162703772","申报企业自主确认为非招标产品、非中选产品或中选部件的附件（如覆盖螺丝、中央螺丝等）产品之一"]
["ecf8e4a1-e575-11ec-9447-b4055d63f15c","6332aed9-0161-41d6-91c2-028a99c571c1","国械备20160482号","转移帽","Dentium Co.,Ltd. 登腾株式会社","登腾（北京）医疗器械商贸有限公司","6EC93F834EE148FFA1683169372E7887","转移帽","SAN48","SAN48","铝合金、钛合金","C0702041390200307694","C07020413902003076940000053","08809162703789","申报企业自主确认为非招标产品、非中选产品或中选部件的附件（如覆盖螺丝、中央螺丝等）产品之一"]
["ecf8ea07-e575-11ec-9447-b4055d63f15c","6332aed9-0161-41d6-91c2-028a99c571c1","国械备20160482号","转移帽","Dentium Co.,Ltd. 登腾株式会社","登腾（北京）医疗器械商贸有限公司","6EC93F834EE148FFA1683169372E7887","转移帽","PAN","PAN","铝合金、钛合金","C0702041390200307694","C07020413902003076940000055","08809544902472","申报企业自主确认为非招标产品、非中选产品或中选部件的附件（如覆盖螺丝、中央螺丝等）产品之一"]
["ecf9023c-e575-11ec-9447-b4055d63f15c","6332aed9-0161-41d6-91c2-028a99c571c1","国械备20160482号","转移帽","Dentium Co.,Ltd. 登腾株式会社","登腾（北京）医疗器械商贸有限公司","6EC93F834EE148FFA1683169372E7887","转移帽","SOSAN6516","SOSAN6516","铝合金、钛合金","C0702041390200307694","C07020413902003076940000056","08809162706179","申报企业自主确认为非招标产品、非中选产品或中选部件的附件（如覆盖螺丝、中央螺丝等）产品之一"]
["ecf91e63-e575-11ec-9447-b4055d63f15c","6332aed9-0161-41d6-91c2-028a99c571c1","国械备20160482号","转移帽","Dentium Co.,Ltd. 登腾株式会社","登腾（北京）医疗器械商贸有限公司","6EC93F834EE148FFA1683169372E7887","转移帽","IANF30T","IANF30T","铝合金、钛合金","C0702041390200307694","C07020413902003076940000058","08809162706650","申报企业自主确认为非招标产品、非中选产品或中选部件的附件（如覆盖螺丝、中央螺丝等）产品之一"]
["ecf920ed-e575-11ec-9447-b4055d63f15c","6332aed9-0161-41d6-91c2-028a99c571c1","国械备20160482号","转移帽","Dentium Co.,Ltd. 登腾株式会社","登腾（北京）医疗器械商贸有限公司","6EC93F834EE148FFA1683169372E7887","转移帽","SODAN48","SODAN48","铝合金、钛合金","C0702041390200307694","C07020413902003076940000059","08809162705981","申报企业自主确认为非招标产品、非中选产品或中选部件的附件（如覆盖螺丝、中央螺丝等）产品之一"]
["ecf96b55-e575-11ec-9447-b4055d63f15c","6332aed9-0161-41d6-91c2-028a99c571c1","国械备20160482号","转移帽","Dentium Co.,Ltd. 登腾株式会社","登腾（北京）医疗器械商贸有限公司","6EC93F834EE148FFA1683169372E7887","转移帽","OIFAN48","OIFAN48","铝合金、钛合金","C0702041390200307694","C07020413902003076940000060","08809691366738","申报企业自主确认为非招标产品、非中选产品或中选部件的附件（如覆盖螺丝、中央螺丝等）产品之一"]
["ecf9846f-e575-11ec-9447-b4055d63f15c","6332aed9-0161-41d6-91c2-028a99c571c1","国械备20160482号","转移帽","Dentium Co.,Ltd. 登腾株式会社","登腾（北京）医疗器械商贸有限公司","6EC93F834EE148FFA1683169372E7887","转移帽","BANL","BANL","铝合金、钛合金","C0702041390200307694","C07020413902003076940000062","08809162702775","申报企业自主确认为非招标产品、非中选产品或中选部件的附件（如覆盖螺丝、中央螺丝等）产品之一"]
["ecf98717-e575-11ec-9447-b4055d63f15c","6332aed9-0161-41d6-91c2-028a99c571c1","国械备20160482号","转移帽","Dentium Co.,Ltd. 登腾株式会社","登腾（北京）医疗器械商贸有限公司","6EC93F834EE148FFA1683169372E7887","转移帽","SAN60","SAN60","铝合金、钛合金","C0702041390200307694","C07020413902003076940000063","08809162703802","申报企业自主确认为非招标产品、非中选产品或中选部件的附件（如覆盖螺丝、中央螺丝等）产品之一"]
["ecf98c83-e575-11ec-9447-b4055d63f15c","6332aed9-0161-41d6-91c2-028a99c571c1","国械备20160482号","转移帽","Dentium Co.,Ltd. 登腾株式会社","登腾（北京）医疗器械商贸有限公司","6EC93F834EE148FFA1683169372E7887","转移帽","IPBAN","IPBAN","铝合金、钛合金","C0702041390200307694","C07020413902003076940000065","08809691365854","申报企业自主确认为非招标产品、非中选产品或中选部件的附件（如覆盖螺丝、中央螺丝等）产品之一"]
["ecf9a15c-e575-11ec-9447-b4055d63f15c","6332aed9-0161-41d6-91c2-028a99c571c1","国械备20160482号","转移帽","Dentium Co.,Ltd. 登腾株式会社","登腾（北京）医疗器械商贸有限公司","6EC93F834EE148FFA1683169372E7887","转移帽","OISAN4855","OISAN4855","铝合金、钛合金","C0702041390200307694","C07020413902003076940000066","08809691367957","申报企业自主确认为非招标产品、非中选产品或中选部件的附件（如覆盖螺丝、中央螺丝等）产品之一"]
["ecf9ba2c-e575-11ec-9447-b4055d63f15c","6332aed9-0161-41d6-91c2-028a99c571c1","国械备20160482号","转移帽","Dentium Co.,Ltd. 登腾株式会社","登腾（北京）医疗器械商贸有限公司","6EC93F834EE148FFA1683169372E7887","转移帽","IPFAN30","IPFAN30","铝合金、钛合金","C0702041390200307694","C07020413902003076940000067","08809691365977","申报企业自主确认为非招标产品、非中选产品或中选部件的附件（如覆盖螺丝、中央螺丝等）产品之一"]
["ecf9cc9e-e575-11ec-9447-b4055d63f15c","6332aed9-0161-41d6-91c2-028a99c571c1","国械备20160482号","转移帽","Dentium Co.,Ltd. 登腾株式会社","登腾（北京）医疗器械商贸有限公司","6EC93F834EE148FFA1683169372E7887","转移帽","IPFAN20","IPFAN20","铝合金、钛合金","C0702041390200307694","C07020413902003076940000069","08809691365960","申报企业自主确认为非招标产品、非中选产品或中选部件的附件（如覆盖螺丝、中央螺丝等）产品之一"]
["ecf9d1d4-e575-11ec-9447-b4055d63f15c","6332aed9-0161-41d6-91c2-028a99c571c1","国械备20160482号","转移帽","Dentium Co.,Ltd. 登腾株式会社","登腾（北京）医疗器械商贸有限公司","6EC93F834EE148FFA1683169372E7887","转移帽","SOSAN4816","SOSAN4816","铝合金、钛合金","C0702041390200307694","C07020413902003076940000070","08809162706162","申报企业自主确认为非招标产品、非中选产品或中选部件的附件（如覆盖螺丝、中央螺丝等）产品之一"]
["ecf9df3d-e575-11ec-9447-b4055d63f15c","6332aed9-0161-41d6-91c2-028a99c571c1","国械备20160482号","转移帽","Dentium Co.,Ltd. 登腾株式会社","登腾（北京）医疗器械商贸有限公司","6EC93F834EE148FFA1683169372E7887","转移帽","OISAN6055","OISAN6055","铝合金、钛合金","C0702041390200307694","C07020413902003076940000071","08809691367995","申报企业自主确认为非招标产品、非中选产品或中选部件的附件（如覆盖螺丝、中央螺丝等）产品之一"]
["bac5228f-492e-11ed-9447-b4055d63f15c","6332aed9-0161-41d6-91c2-028a99c571c1","国械备20160482号","转移帽","Dentium Co.,Ltd. 登腾株式会社","登腾（北京）医疗器械商贸有限公司","98fca058-492d-11ed-9447-b4055d63f15c","转移帽","SOSTF6516N","SOSTF6516N","铝合金、钛合金","C0702041390200207694","C07020413902002076940000225","08809162706360","申报企业自主确认为非招标产品、非中选产品或中选部件的附件（如覆盖螺丝、中央螺丝等）产品之一"]
["bac585c4-492e-11ed-9447-b4055d63f15c","6332aed9-0161-41d6-91c2-028a99c571c1","国械备20160482号","转移帽","Dentium Co.,Ltd. 登腾株式会社","登腾（北京）医疗器械商贸有限公司","98fca058-492d-11ed-9447-b4055d63f15c","转移帽","SODTF6568O","SODTF6568O","铝合金、钛合金","C0702041390200207694","C07020413902002076940000226","08809162706148","申报企业自主确认为非招标产品、非中选产品或中选部件的附件（如覆盖螺丝、中央螺丝等）产品之一"]
["bac5ad28-492e-11ed-9447-b4055d63f15c","6332aed9-0161-41d6-91c2-028a99c571c1","国械备20160482号","转移帽","Dentium Co.,Ltd. 登腾株式会社","登腾（北京）医疗器械商贸有限公司","98fca058-492d-11ed-9447-b4055d63f15c","转移帽","OIDPU6062N","OIDPU6062N","铝合金、钛合金","C0702041390200207694","C07020413902002076940000227","08809691366608","申报企业自主确认为非招标产品、非中选产品或中选部件的附件（如覆盖螺丝、中央螺丝等）产品之一"]
["bac5d4e0-492e-11ed-9447-b4055d63f15c","6332aed9-0161-41d6-91c2-028a99c571c1","国械备20160482号","转移帽","Dentium Co.,Ltd. 登腾株式会社","登腾（北京）医疗器械商贸有限公司","98fca058-492d-11ed-9447-b4055d63f15c","转移帽","SODPS11","SODPS11","铝合金、钛合金","C0702041390200207694","C07020413902002076940000229","08809162706063","申报企业自主确认为非招标产品、非中选产品或中选部件的附件（如覆盖螺丝、中央螺丝等）产品之一"]
["bac5e7d8-492e-11ed-9447-b4055d63f15c","6332aed9-0161-41d6-91c2-028a99c571c1","国械备20160482号","转移帽","Dentium Co.,Ltd. 登腾株式会社","登腾（北京）医疗器械商贸有限公司","98fca058-492d-11ed-9447-b4055d63f15c","转移帽","SPU45BL","SPU45BL","铝合金、钛合金","C0702041390200207694","C07020413902002076940000230","08809162703963","申报企业自主确认为非招标产品、非中选产品或中选部件的附件（如覆盖螺丝、中央螺丝等）产品之一"]
["bac625f4-492e-11ed-9447-b4055d63f15c","6332aed9-0161-41d6-91c2-028a99c571c1","国械备20160482号","转移帽","Dentium Co.,Ltd. 登腾株式会社","登腾（北京）医疗器械商贸有限公司","98fca058-492d-11ed-9447-b4055d63f15c","转移帽","STF45BL","STF45BL","铝合金、钛合金","C0702041390200207694","C07020413902002076940000235","08809162704106","申报企业自主确认为非招标产品、非中选产品或中选部件的附件（如覆盖螺丝、中央螺丝等）产品之一"]
["bac6319d-492e-11ed-9447-b4055d63f15c","6332aed9-0161-41d6-91c2-028a99c571c1","国械备20160482号","转移帽","Dentium Co.,Ltd. 登腾株式会社","登腾（北京）医疗器械商贸有限公司","98fca058-492d-11ed-9447-b4055d63f15c","转移帽","OIDTF6062N","OIDTF6062N","铝合金、钛合金","C0702041390200207694","C07020413902002076940000236","08809691366684","申报企业自主确认为非招标产品、非中选产品或中选部件的附件（如覆盖螺丝、中央螺丝等）产品之一"]
["bac63dd9-492e-11ed-9447-b4055d63f15c","6332aed9-0161-41d6-91c2-028a99c571c1","国械备20160482号","转移帽","Dentium Co.,Ltd. 登腾株式会社","登腾（北京）医疗器械商贸有限公司","98fca058-492d-11ed-9447-b4055d63f15c","转移帽","SOSPS0916","SOSPS0916","铝合金、钛合金","C0702041390200207694","C07020413902002076940000237","08809162706247","申报企业自主确认为非招标产品、非中选产品或中选部件的附件（如覆盖螺丝、中央螺丝等）产品之一"]
["bac64984-492e-11ed-9447-b4055d63f15c","6332aed9-0161-41d6-91c2-028a99c571c1","国械备20160482号","转移帽","Dentium Co.,Ltd. 登腾株式会社","登腾（北京）医疗器械商贸有限公司","98fca058-492d-11ed-9447-b4055d63f15c","转移帽","OIDPU5558H","OIDPU5558H","铝合金、钛合金","C0702041390200207694","C07020413902002076940000238","08809691366578","申报企业自主确认为非招标产品、非中选产品或中选部件的附件（如覆盖螺丝、中央螺丝等）产品之一"]
["bac66f73-492e-11ed-9447-b4055d63f15c","6332aed9-0161-41d6-91c2-028a99c571c1","国械备20160482号","转移帽","Dentium Co.,Ltd. 登腾株式会社","登腾（北京）医疗器械商贸有限公司","98fca058-492d-11ed-9447-b4055d63f15c","转移帽","IPDTF3030","IPDTF3030","铝合金、钛合金","C0702041390200207694","C07020413902002076940000240","08809691365939","申报企业自主确认为非招标产品、非中选产品或中选部件的附件（如覆盖螺丝、中央螺丝等）产品之一"]
["bac67c9f-492e-11ed-9447-b4055d63f15c","6332aed9-0161-41d6-91c2-028a99c571c1","国械备20160482号","转移帽","Dentium Co.,Ltd. 登腾株式会社","登腾（北京）医疗器械商贸有限公司","98fca058-492d-11ed-9447-b4055d63f15c","转移帽","OIDTF4852N","OIDTF4852N","铝合金、钛合金","C0702041390200207694","C07020413902002076940000241","08809691366646","申报企业自主确认为非招标产品、非中选产品或中选部件的附件（如覆盖螺丝、中央螺丝等）产品之一"]
["bac6872c-492e-11ed-9447-b4055d63f15c","6332aed9-0161-41d6-91c2-028a99c571c1","国械备20160482号","转移帽","Dentium Co.,Ltd. 登腾株式会社","登腾（北京）医疗器械商贸有限公司","98fca058-492d-11ed-9447-b4055d63f15c","转移帽","OIDTF6062H","OIDTF6062H","铝合金、钛合金","C0702041390200207694","C07020413902002076940000242","08809691366677","申报企业自主确认为非招标产品、非中选产品或中选部件的附件（如覆盖螺丝、中央螺丝等）产品之一"]
["bac6b8c3-492e-11ed-9447-b4055d63f15c","6332aed9-0161-41d6-91c2-028a99c571c1","国械备20160482号","转移帽","Dentium Co.,Ltd. 登腾株式会社","登腾（北京）医疗器械商贸有限公司","98fca058-492d-11ed-9447-b4055d63f15c","转移帽","SPS14","SPS14","铝合金、钛合金","C0702041390200207694","C07020413902002076940000244","08809162703956","申报企业自主确认为非招标产品、非中选产品或中选部件的附件（如覆盖螺丝、中央螺丝等）产品之一"]
["bac6bd36-492e-11ed-9447-b4055d63f15c","6332aed9-0161-41d6-91c2-028a99c571c1","国械备20160482号","转移帽","Dentium Co.,Ltd. 登腾株式会社","登腾（北京）医疗器械商贸有限公司","98fca058-492d-11ed-9447-b4055d63f15c","转移帽","SODTF4852O","SODTF4852O","铝合金、钛合金","C0702041390200207694","C07020413902002076940000245","08809162706124","申报企业自主确认为非招标产品、非中选产品或中选部件的附件（如覆盖螺丝、中央螺丝等）产品之一"]
["bac6c832-492e-11ed-9447-b4055d63f15c","6332aed9-0161-41d6-91c2-028a99c571c1","国械备20160482号","转移帽","Dentium Co.,Ltd. 登腾株式会社","登腾（北京）医疗器械商贸有限公司","98fca058-492d-11ed-9447-b4055d63f15c","转移帽","IPDTF4040","IPDTF4040","铝合金、钛合金","C0702041390200207694","C07020413902002076940000246","08809691365953","申报企业自主确认为非招标产品、非中选产品或中选部件的附件（如覆盖螺丝、中央螺丝等）产品之一"]
["bac6f0e8-492e-11ed-9447-b4055d63f15c","6332aed9-0161-41d6-91c2-028a99c571c1","国械备20160482号","转移帽","Dentium Co.,Ltd. 登腾株式会社","登腾（北京）医疗器械商贸有限公司","98fca058-492d-11ed-9447-b4055d63f15c","转移帽","SPS09","SPS09","铝合金、钛合金","C0702041390200207694","C07020413902002076940000249","08809162703949","申报企业自主确认为非招标产品、非中选产品或中选部件的附件（如覆盖螺丝、中央螺丝等）产品之一"]
["bac72342-492e-11ed-9447-b4055d63f15c","6332aed9-0161-41d6-91c2-028a99c571c1","国械备20160482号","转移帽","Dentium Co.,Ltd. 登腾株式会社","登腾（北京）医疗器械商贸有限公司","98fca058-492d-11ed-9447-b4055d63f15c","转移帽","SODTS11","SODTS11","铝合金、钛合金","C0702041390200207694","C07020413902002076940000252","08809162706155","申报企业自主确认为非招标产品、非中选产品或中选部件的附件（如覆盖螺丝、中央螺丝等）产品之一"]
["bac7564f-492e-11ed-9447-b4055d63f15c","6332aed9-0161-41d6-91c2-028a99c571c1","国械备20160482号","转移帽","Dentium Co.,Ltd. 登腾株式会社","登腾（北京）医疗器械商贸有限公司","98fca058-492d-11ed-9447-b4055d63f15c","转移帽","OIDPU4852H","OIDPU4852H","铝合金、钛合金","C0702041390200207694","C07020413902002076940000255","08809691366554","申报企业自主确认为非招标产品、非中选产品或中选部件的附件（如覆盖螺丝、中央螺丝等）产品之一"]
["bac76269-492e-11ed-9447-b4055d63f15c","6332aed9-0161-41d6-91c2-028a99c571c1","国械备20160482号","转移帽","Dentium Co.,Ltd. 登腾株式会社","登腾（北京）医疗器械商贸有限公司","98fca058-492d-11ed-9447-b4055d63f15c","转移帽","SODPU6568O","SODPU6568O","铝合金、钛合金","C0702041390200207694","C07020413902002076940000256","08809162706100","申报企业自主确认为非招标产品、非中选产品或中选部件的附件（如覆盖螺丝、中央螺丝等）产品之一"]
["bac76cd8-492e-11ed-9447-b4055d63f15c","6332aed9-0161-41d6-91c2-028a99c571c1","国械备20160482号","转移帽","Dentium Co.,Ltd. 登腾株式会社","登腾（北京）医疗器械商贸有限公司","98fca058-492d-11ed-9447-b4055d63f15c","转移帽","SPU45SL","SPU45SL","铝合金、钛合金","C0702041390200207694","C07020413902002076940000257","08809162703970","申报企业自主确认为非招标产品、非中选产品或中选部件的附件（如覆盖螺丝、中央螺丝等）产品之一"]
["bac78136-492e-11ed-9447-b4055d63f15c","6332aed9-0161-41d6-91c2-028a99c571c1","国械备20160482号","转移帽","Dentium Co.,Ltd. 登腾株式会社","登腾（北京）医疗器械商贸有限公司","98fca058-492d-11ed-9447-b4055d63f15c","转移帽","SOSPU6516N","SOSPU6516N","铝合金、钛合金","C0702041390200207694","C07020413902002076940000258","08809162706285","申报企业自主确认为非招标产品、非中选产品或中选部件的附件（如覆盖螺丝、中央螺丝等）产品之一"]
["bac7bfbd-492e-11ed-9447-b4055d63f15c","6332aed9-0161-41d6-91c2-028a99c571c1","国械备20160482号","转移帽","Dentium Co.,Ltd. 登腾株式会社","登腾（北京）医疗器械商贸有限公司","98fca058-492d-11ed-9447-b4055d63f15c","转移帽","SODPU4852N","SODPU4852N","铝合金、钛合金","C0702041390200207694","C07020413902002076940000259","08809162706070","申报企业自主确认为非招标产品、非中选产品或中选部件的附件（如覆盖螺丝、中央螺丝等）产品之一"]
["bac7d6a0-492e-11ed-9447-b4055d63f15c","6332aed9-0161-41d6-91c2-028a99c571c1","国械备20160482号","转移帽","Dentium Co.,Ltd. 登腾株式会社","登腾（北京）医疗器械商贸有限公司","98fca058-492d-11ed-9447-b4055d63f15c","转移帽","SOSTF6516H","SOSTF6516H","铝合金、钛合金","C0702041390200207694","C07020413902002076940000260","08809162706353","申报企业自主确认为非招标产品、非中选产品或中选部件的附件（如覆盖螺丝、中央螺丝等）产品之一"]
["bac7f597-492e-11ed-9447-b4055d63f15c","6332aed9-0161-41d6-91c2-028a99c571c1","国械备20160482号","转移帽","Dentium Co.,Ltd. 登腾株式会社","登腾（北京）医疗器械商贸有限公司","98fca058-492d-11ed-9447-b4055d63f15c","转移帽","STS09","STS09","铝合金、钛合金","C0702041390200207694","C07020413902002076940000262","08809162704151","申报企业自主确认为非招标产品、非中选产品或中选部件的附件（如覆盖螺丝、中央螺丝等）产品之一"]
["bac82462-492e-11ed-9447-b4055d63f15c","6332aed9-0161-41d6-91c2-028a99c571c1","国械备20160482号","转移帽","Dentium Co.,Ltd. 登腾株式会社","登腾（北京）医疗器械商贸有限公司","98fca058-492d-11ed-9447-b4055d63f15c","转移帽","STF45SL","STF45SL","铝合金、钛合金","C0702041390200207694","C07020413902002076940000265","08809162704113","申报企业自主确认为非招标产品、非中选产品或中选部件的附件（如覆盖螺丝、中央螺丝等）产品之一"]
["bac85c9b-492e-11ed-9447-b4055d63f15c","6332aed9-0161-41d6-91c2-028a99c571c1","国械备20160482号","转移帽","Dentium Co.,Ltd. 登腾株式会社","登腾（北京）医疗器械商贸有限公司","98fca058-492d-11ed-9447-b4055d63f15c","转移帽","SPU55BL","SPU55BL","铝合金、钛合金","C0702041390200207694","C07020413902002076940000270","08809162703987","申报企业自主确认为非招标产品、非中选产品或中选部件的附件（如覆盖螺丝、中央螺丝等）产品之一"]
["bac8701d-492e-11ed-9447-b4055d63f15c","6332aed9-0161-41d6-91c2-028a99c571c1","国械备20160482号","转移帽","Dentium Co.,Ltd. 登腾株式会社","登腾（北京）医疗器械商贸有限公司","98fca058-492d-11ed-9447-b4055d63f15c","转移帽","SPU55SL","SPU55SL","铝合金、钛合金","C0702041390200207694","C07020413902002076940000271","08809162703994","申报企业自主确认为非招标产品、非中选产品或中选部件的附件（如覆盖螺丝、中央螺丝等）产品之一"]
["bac89144-492e-11ed-9447-b4055d63f15c","6332aed9-0161-41d6-91c2-028a99c571c1","国械备20160482号","转移帽","Dentium Co.,Ltd. 登腾株式会社","登腾（北京）医疗器械商贸有限公司","98fca058-492d-11ed-9447-b4055d63f15c","转移帽","SOSPU4816N","SOSPU4816N","铝合金、钛合金","C0702041390200207694","C07020413902002076940000273","08809162706261","申报企业自主确认为非招标产品、非中选产品或中选部件的附件（如覆盖螺丝、中央螺丝等）产品之一"]
["bac89dd3-492e-11ed-9447-b4055d63f15c","6332aed9-0161-41d6-91c2-028a99c571c1","国械备20160482号","转移帽","Dentium Co.,Ltd. 登腾株式会社","登腾（北京）医疗器械商贸有限公司","98fca058-492d-11ed-9447-b4055d63f15c","转移帽","SOSTS0916","SOSTS0916","铝合金、钛合金","C0702041390200207694","C07020413902002076940000274","08809162706377","申报企业自主确认为非招标产品、非中选产品或中选部件的附件（如覆盖螺丝、中央螺丝等）产品之一"]
["bac8b269-492e-11ed-9447-b4055d63f15c","6332aed9-0161-41d6-91c2-028a99c571c1","国械备20160482号","转移帽","Dentium Co.,Ltd. 登腾株式会社","登腾（北京）医疗器械商贸有限公司","98fca058-492d-11ed-9447-b4055d63f15c","转移帽","STF55SL","STF55SL","铝合金、钛合金","C0702041390200207694","C07020413902002076940000275","08809162704137","申报企业自主确认为非招标产品、非中选产品或中选部件的附件（如覆盖螺丝、中央螺丝等）产品之一"]
["bac8dc9a-492e-11ed-9447-b4055d63f15c","6332aed9-0161-41d6-91c2-028a99c571c1","国械备20160482号","转移帽","Dentium Co.,Ltd. 登腾株式会社","登腾（北京）医疗器械商贸有限公司","98fca058-492d-11ed-9447-b4055d63f15c","转移帽","OIDTF6568H","OIDTF6568H","铝合金、钛合金","C0702041390200207694","C07020413902002076940000279","08809691366691","申报企业自主确认为非招标产品、非中选产品或中选部件的附件（如覆盖螺丝、中央螺丝等）产品之一"]
["bac8ef4f-492e-11ed-9447-b4055d63f15c","6332aed9-0161-41d6-91c2-028a99c571c1","国械备20160482号","转移帽","Dentium Co.,Ltd. 登腾株式会社","登腾（北京）医疗器械商贸有限公司","98fca058-492d-11ed-9447-b4055d63f15c","转移帽","SODTF6568N","SODTF6568N","铝合金、钛合金","C0702041390200207694","C07020413902002076940000280","08809162706131","申报企业自主确认为非招标产品、非中选产品或中选部件的附件（如覆盖螺丝、中央螺丝等）产品之一"]
["bac902ee-492e-11ed-9447-b4055d63f15c","6332aed9-0161-41d6-91c2-028a99c571c1","国械备20160482号","转移帽","Dentium Co.,Ltd. 登腾株式会社","登腾（北京）医疗器械商贸有限公司","98fca058-492d-11ed-9447-b4055d63f15c","转移帽","XTS16","XTS16","铝合金、钛合金","C0702041390200207694","C07020413902002076940000281","08809772433977","申报企业自主确认为非招标产品、非中选产品或中选部件的附件（如覆盖螺丝、中央螺丝等）产品之一"]
["bac92cda-492e-11ed-9447-b4055d63f15c","6332aed9-0161-41d6-91c2-028a99c571c1","国械备20160482号","转移帽","Dentium Co.,Ltd. 登腾株式会社","登腾（北京）医疗器械商贸有限公司","98fca058-492d-11ed-9447-b4055d63f15c","转移帽","SODPU4852O","SODPU4852O","铝合金、钛合金","C0702041390200207694","C07020413902002076940000284","08809162706087","申报企业自主确认为非招标产品、非中选产品或中选部件的附件（如覆盖螺丝、中央螺丝等）产品之一"]
["bac95126-492e-11ed-9447-b4055d63f15c","6332aed9-0161-41d6-91c2-028a99c571c1","国械备20160482号","转移帽","Dentium Co.,Ltd. 登腾株式会社","登腾（北京）医疗器械商贸有限公司","98fca058-492d-11ed-9447-b4055d63f15c","转移帽","STS08","STS08","铝合金、钛合金","C0702041390200207694","C07020413902002076940000286","08809162704144","申报企业自主确认为非招标产品、非中选产品或中选部件的附件（如覆盖螺丝、中央螺丝等）产品之一"]
["bac9851d-492e-11ed-9447-b4055d63f15c","6332aed9-0161-41d6-91c2-028a99c571c1","国械备20160482号","转移帽","Dentium Co.,Ltd. 登腾株式会社","登腾（北京）医疗器械商贸有限公司","98fca058-492d-11ed-9447-b4055d63f15c","转移帽","OIDTF6568N","OIDTF6568N","铝合金、钛合金","C0702041390200207694","C07020413902002076940000287","08809691366707","申报企业自主确认为非招标产品、非中选产品或中选部件的附件（如覆盖螺丝、中央螺丝等）产品之一"]
["bac99c86-492e-11ed-9447-b4055d63f15c","6332aed9-0161-41d6-91c2-028a99c571c1","国械备20160482号","转移帽","Dentium Co.,Ltd. 登腾株式会社","登腾（北京）医疗器械商贸有限公司","98fca058-492d-11ed-9447-b4055d63f15c","转移帽","OIDPU4852N","OIDPU4852N","铝合金、钛合金","C0702041390200207694","C07020413902002076940000288","08809691366561","申报企业自主确认为非招标产品、非中选产品或中选部件的附件（如覆盖螺丝、中央螺丝等）产品之一"]
["bac9b2c9-492e-11ed-9447-b4055d63f15c","6332aed9-0161-41d6-91c2-028a99c571c1","国械备20160482号","转移帽","Dentium Co.,Ltd. 登腾株式会社","登腾（北京）医疗器械商贸有限公司","98fca058-492d-11ed-9447-b4055d63f15c","转移帽","OIDPS11","OIDPS11","铝合金、钛合金","C0702041390200207694","C07020413902002076940000289","08809691366547","申报企业自主确认为非招标产品、非中选产品或中选部件的附件（如覆盖螺丝、中央螺丝等）产品之一"]
["bac9c687-492e-11ed-9447-b4055d63f15c","6332aed9-0161-41d6-91c2-028a99c571c1","国械备20160482号","转移帽","Dentium Co.,Ltd. 登腾株式会社","登腾（北京）医疗器械商贸有限公司","98fca058-492d-11ed-9447-b4055d63f15c","转移帽","OIDPU6062H","OIDPU6062H","铝合金、钛合金","C0702041390200207694","C07020413902002076940000290","08809691366592","申报企业自主确认为非招标产品、非中选产品或中选部件的附件（如覆盖螺丝、中央螺丝等）产品之一"]
["bac9d3c9-492e-11ed-9447-b4055d63f15c","6332aed9-0161-41d6-91c2-028a99c571c1","国械备20160482号","转移帽","Dentium Co.,Ltd. 登腾株式会社","登腾（北京）医疗器械商贸有限公司","98fca058-492d-11ed-9447-b4055d63f15c","转移帽","STF55BL","STF55BL","铝合金、钛合金","C0702041390200207694","C07020413902002076940000291","08809162704120","申报企业自主确认为非招标产品、非中选产品或中选部件的附件（如覆盖螺丝、中央螺丝等）产品之一"]
["bac9ee3d-492e-11ed-9447-b4055d63f15c","6332aed9-0161-41d6-91c2-028a99c571c1","国械备20160482号","转移帽","Dentium Co.,Ltd. 登腾株式会社","登腾（北京）医疗器械商贸有限公司","98fca058-492d-11ed-9447-b4055d63f15c","转移帽","SOSPU4816H","SOSPU4816H","铝合金、钛合金","C0702041390200207694","C07020413902002076940000293","08809162706254","申报企业自主确认为非招标产品、非中选产品或中选部件的附件（如覆盖螺丝、中央螺丝等）产品之一"]
["baca07de-492e-11ed-9447-b4055d63f15c","6332aed9-0161-41d6-91c2-028a99c571c1","国械备20160482号","转移帽","Dentium Co.,Ltd. 登腾株式会社","登腾（北京）医疗器械商贸有限公司","98fca058-492d-11ed-9447-b4055d63f15c","转移帽","OIDTS","OIDTS","铝合金、钛合金","C0702041390200207694","C07020413902002076940000294","08809691366714","申报企业自主确认为非招标产品、非中选产品或中选部件的附件（如覆盖螺丝、中央螺丝等）产品之一"]
["baca3bf6-492e-11ed-9447-b4055d63f15c","6332aed9-0161-41d6-91c2-028a99c571c1","国械备20160482号","转移帽","Dentium Co.,Ltd. 登腾株式会社","登腾（北京）医疗器械商贸有限公司","98fca058-492d-11ed-9447-b4055d63f15c","转移帽","OIDPU5558N","OIDPU5558N","铝合金、钛合金","C0702041390200207694","C07020413902002076940000296","08809691366585","申报企业自主确认为非招标产品、非中选产品或中选部件的附件（如覆盖螺丝、中央螺丝等）产品之一"]
["baca7c2d-492e-11ed-9447-b4055d63f15c","6332aed9-0161-41d6-91c2-028a99c571c1","国械备20160482号","转移帽","Dentium Co.,Ltd. 登腾株式会社","登腾（北京）医疗器械商贸有限公司","98fca058-492d-11ed-9447-b4055d63f15c","转移帽","OIDPU6568H","OIDPU6568H","铝合金、钛合金","C0702041390200207694","C07020413902002076940000298","08809691366615","申报企业自主确认为非招标产品、非中选产品或中选部件的附件（如覆盖螺丝、中央螺丝等）产品之一"]
["baca872b-492e-11ed-9447-b4055d63f15c","6332aed9-0161-41d6-91c2-028a99c571c1","国械备20160482号","转移帽","Dentium Co.,Ltd. 登腾株式会社","登腾（北京）医疗器械商贸有限公司","98fca058-492d-11ed-9447-b4055d63f15c","转移帽","SOSTF4816N","SOSTF4816N","铝合金、钛合金","C0702041390200207694","C07020413902002076940000299","08809162706346","申报企业自主确认为非招标产品、非中选产品或中选部件的附件（如覆盖螺丝、中央螺丝等）产品之一"]
["baca9e8d-492e-11ed-9447-b4055d63f15c","6332aed9-0161-41d6-91c2-028a99c571c1","国械备20160482号","转移帽","Dentium Co.,Ltd. 登腾株式会社","登腾（北京）医疗器械商贸有限公司","98fca058-492d-11ed-9447-b4055d63f15c","转移帽","SOSPU6516H","SOSPU6516H","铝合金、钛合金","C0702041390200207694","C07020413902002076940000300","08809162706278","申报企业自主确认为非招标产品、非中选产品或中选部件的附件（如覆盖螺丝、中央螺丝等）产品之一"]
["bacab5d3-492e-11ed-9447-b4055d63f15c","6332aed9-0161-41d6-91c2-028a99c571c1","国械备20160482号","转移帽","Dentium Co.,Ltd. 登腾株式会社","登腾（北京）医疗器械商贸有限公司","98fca058-492d-11ed-9447-b4055d63f15c","转移帽","IPDTF3015","IPDTF3015","铝合金、钛合金","C0702041390200207694","C07020413902002076940000302","08809691365922","申报企业自主确认为非招标产品、非中选产品或中选部件的附件（如覆盖螺丝、中央螺丝等）产品之一"]
["bacaf3f7-492e-11ed-9447-b4055d63f15c","6332aed9-0161-41d6-91c2-028a99c571c1","国械备20160482号","转移帽","Dentium Co.,Ltd. 登腾株式会社","登腾（北京）医疗器械商贸有限公司","98fca058-492d-11ed-9447-b4055d63f15c","转移帽","OIDTS11","OIDTS11","铝合金、钛合金","C0702041390200207694","C07020413902002076940000306","08809691366721","申报企业自主确认为非招标产品、非中选产品或中选部件的附件（如覆盖螺丝、中央螺丝等）产品之一"]
["bacb03ea-492e-11ed-9447-b4055d63f15c","6332aed9-0161-41d6-91c2-028a99c571c1","国械备20160482号","转移帽","Dentium Co.,Ltd. 登腾株式会社","登腾（北京）医疗器械商贸有限公司","98fca058-492d-11ed-9447-b4055d63f15c","转移帽","SOSTF4816H","SOSTF4816H","铝合金、钛合金","C0702041390200207694","C07020413902002076940000307","08809162706339","申报企业自主确认为非招标产品、非中选产品或中选部件的附件（如覆盖螺丝、中央螺丝等）产品之一"]
["bacb12d3-492e-11ed-9447-b4055d63f15c","6332aed9-0161-41d6-91c2-028a99c571c1","国械备20160482号","转移帽","Dentium Co.,Ltd. 登腾株式会社","登腾（北京）医疗器械商贸有限公司","98fca058-492d-11ed-9447-b4055d63f15c","转移帽","SODTF4852N","SODTF4852N","铝合金、钛合金","C0702041390200207694","C07020413902002076940000309","08809162706117","申报企业自主确认为非招标产品、非中选产品或中选部件的附件（如覆盖螺丝、中央螺丝等）产品之一"]
["bacb1e58-492e-11ed-9447-b4055d63f15c","6332aed9-0161-41d6-91c2-028a99c571c1","国械备20160482号","转移帽","Dentium Co.,Ltd. 登腾株式会社","登腾（北京）医疗器械商贸有限公司","98fca058-492d-11ed-9447-b4055d63f15c","转移帽","OIDTF5558H","OIDTF5558H","铝合金、钛合金","C0702041390200207694","C07020413902002076940000310","08809691366653","申报企业自主确认为非招标产品、非中选产品或中选部件的附件（如覆盖螺丝、中央螺丝等）产品之一"]
["bacb29a6-492e-11ed-9447-b4055d63f15c","6332aed9-0161-41d6-91c2-028a99c571c1","国械备20160482号","转移帽","Dentium Co.,Ltd. 登腾株式会社","登腾（北京）医疗器械商贸有限公司","98fca058-492d-11ed-9447-b4055d63f15c","转移帽","OIDPU6568N","OIDPU6568N","铝合金、钛合金","C0702041390200207694","C07020413902002076940000311","08809691366622","申报企业自主确认为非招标产品、非中选产品或中选部件的附件（如覆盖螺丝、中央螺丝等）产品之一"]
["bacb34a6-492e-11ed-9447-b4055d63f15c","6332aed9-0161-41d6-91c2-028a99c571c1","国械备20160482号","转移帽","Dentium Co.,Ltd. 登腾株式会社","登腾（北京）医疗器械商贸有限公司","98fca058-492d-11ed-9447-b4055d63f15c","转移帽","SODPU6568N","SODPU6568N","铝合金、钛合金","C0702041390200207694","C07020413902002076940000312","08809162706094","申报企业自主确认为非招标产品、非中选产品或中选部件的附件（如覆盖螺丝、中央螺丝等）产品之一"]
["bacb5fcc-492e-11ed-9447-b4055d63f15c","6332aed9-0161-41d6-91c2-028a99c571c1","国械备20160482号","转移帽","Dentium Co.,Ltd. 登腾株式会社","登腾（北京）医疗器械商贸有限公司","98fca058-492d-11ed-9447-b4055d63f15c","转移帽","OIDTF4852H","OIDTF4852H","铝合金、钛合金","C0702041390200207694","C07020413902002076940000314","08809691366639","申报企业自主确认为非招标产品、非中选产品或中选部件的附件（如覆盖螺丝、中央螺丝等）产品之一"]
["bacb6db1-492e-11ed-9447-b4055d63f15c","6332aed9-0161-41d6-91c2-028a99c571c1","国械备20160482号","转移帽","Dentium Co.,Ltd. 登腾株式会社","登腾（北京）医疗器械商贸有限公司","98fca058-492d-11ed-9447-b4055d63f15c","转移帽","OIDTF5558N","OIDTF5558N","铝合金、钛合金","C0702041390200207694","C07020413902002076940000315","08809691366660","申报企业自主确认为非招标产品、非中选产品或中选部件的附件（如覆盖螺丝、中央螺丝等）产品之一"]
["bacb8f66-492e-11ed-9447-b4055d63f15c","6332aed9-0161-41d6-91c2-028a99c571c1","国械备20160482号","转移帽","Dentium Co.,Ltd. 登腾株式会社","登腾（北京）医疗器械商贸有限公司","98fca058-492d-11ed-9447-b4055d63f15c","转移帽","IPDTF4020","IPDTF4020","铝合金、钛合金","C0702041390200207694","C07020413902002076940000318","08809691365946","申报企业自主确认为非招标产品、非中选产品或中选部件的附件（如覆盖螺丝、中央螺丝等）产品之一"]
["7e9fe33c-bf04-11e9-974a-fa163e0a8baf","e92c6d4c-568d-11ed-9447-b4055d63f15c","国械注准20183171641","牙种植体","四川拜阿蒙生物活性材料有限责任公司","四川拜阿蒙生物活性材料有限责任公司","3a3cba8e982311ecb3f890e2ba8d9d30","牙种植体","角度：0、10、20、30；穿龈长度：0.9、1.8、2.7、3.6、4.5、5.4；",207,"钛合金","C0702021380100109474","C07020213801001094740001402",null,"申报企业自主确认为非招标产品、非中选产品或中选部件的附件（如覆盖螺丝、中央螺丝等）产品之一"]
["7e9fe6f5-bf04-11e9-974a-fa163e0a8baf","e92c6d4c-568d-11ed-9447-b4055d63f15c","国械注准20183171641","牙种植体","四川拜阿蒙生物活性材料有限责任公司","四川拜阿蒙生物活性材料有限责任公司","3a3cba8e982311ecb3f890e2ba8d9d30","牙种植体","角度：0、10、20、30；穿龈长度：0.9、1.8、2.7、3.6、4.5、5.4；",202,"钛合金","C0702021380100109474","C07020213801001094740001403",null,"申报企业自主确认为非招标产品、非中选产品或中选部件的附件（如覆盖螺丝、中央螺丝等）产品之一"]
["7ea00064-bf04-11e9-974a-fa163e0a8baf","e92c6d4c-568d-11ed-9447-b4055d63f15c","国械注准20183171641","牙种植体","四川拜阿蒙生物活性材料有限责任公司","四川拜阿蒙生物活性材料有限责任公司","3a3cba8e982311ecb3f890e2ba8d9d30","牙种植体","角度：0、10、20、30；穿龈长度：0.9、1.8、2.7、3.6、4.5、5.4；",208,"钛合金","C0702021380100109474","C07020213801001094740001404",null,"申报企业自主确认为非招标产品、非中选产品或中选部件的附件（如覆盖螺丝、中央螺丝等）产品之一"]
["7ea001e8-bf04-11e9-974a-fa163e0a8baf","e92c6d4c-568d-11ed-9447-b4055d63f15c","国械注准20183171641","牙种植体","四川拜阿蒙生物活性材料有限责任公司","四川拜阿蒙生物活性材料有限责任公司","3a3cba8e982311ecb3f890e2ba8d9d30","牙种植体","角度：0、10、20、30；穿龈长度：0.9、1.8、2.7、3.6、4.5、5.4；",204,"钛合金","C0702021380100109474","C07020213801001094740001405",null,"申报企业自主确认为非招标产品、非中选产品或中选部件的附件（如覆盖螺丝、中央螺丝等）产品之一"]
["ec32cabe-bf03-11e9-974a-fa163e0a8baf","e92c6d4c-568d-11ed-9447-b4055d63f15c","国械注准20183171641","牙种植体","四川拜阿蒙生物活性材料有限责任公司","四川拜阿蒙生物活性材料有限责任公司","3a3cba8e982311ecb3f890e2ba8d9d30","牙种植体","穿龈长度：0.9、1.8、2.7、3.6、4.5、5.4；",210,"钛合金","C0702021380100109474","C07020213801001094740001406",null,"申报企业自主确认为非招标产品、非中选产品或中选部件的附件（如覆盖螺丝、中央螺丝等）产品之一"]
["ec32ce5d-bf03-11e9-974a-fa163e0a8baf","e92c6d4c-568d-11ed-9447-b4055d63f15c","国械注准20183171641","牙种植体","四川拜阿蒙生物活性材料有限责任公司","四川拜阿蒙生物活性材料有限责任公司","3a3cba8e982311ecb3f890e2ba8d9d30","牙种植体","穿龈长度：0.9、1.8、2.7、3.6、4.5、5.4；",209,"钛合金","C0702021380100109474","C07020213801001094740001407",null,"申报企业自主确认为非招标产品、非中选产品或中选部件的附件（如覆盖螺丝、中央螺丝等）产品之一"]
["ec32d026-bf03-11e9-974a-fa163e0a8baf","e92c6d4c-568d-11ed-9447-b4055d63f15c","国械注准20183171641","牙种植体","四川拜阿蒙生物活性材料有限责任公司","四川拜阿蒙生物活性材料有限责任公司","3a3cba8e982311ecb3f890e2ba8d9d30","牙种植体","穿龈长度：0.9、1.8、2.7、3.6、4.5、5.4；",211,"钛合金","C0702021380100109474","C07020213801001094740001408",null,"申报企业自主确认为非招标产品、非中选产品或中选部件的附件（如覆盖螺丝、中央螺丝等）产品之一"]
["ef597b74-dda3-11ec-9447-b4055d63f15c","e92c6d4c-568d-11ed-9447-b4055d63f15c","国械注准20183171641","牙种植体","四川拜阿蒙生物活性材料有限责任公司","四川拜阿蒙生物活性材料有限责任公司","3a3cba8e982311ecb3f890e2ba8d9d30","牙种植体","0045-0045(临时基台)",205,"钛合金","C0702021380100109474","C07020213801001094740001409",null,"申报企业自主确认为非招标产品、非中选产品或中选部件的附件（如覆盖螺丝、中央螺丝等）产品之一"]
["ef59da41-dda3-11ec-9447-b4055d63f15c","e92c6d4c-568d-11ed-9447-b4055d63f15c","国械注准20183171641","牙种植体","四川拜阿蒙生物活性材料有限责任公司","四川拜阿蒙生物活性材料有限责任公司","3a3cba8e982311ecb3f890e2ba8d9d30","牙种植体","0036-0055(临时基台)",206,"钛合金","C0702021380100109474","C07020213801001094740001410",null,"申报企业自主确认为非招标产品、非中选产品或中选部件的附件（如覆盖螺丝、中央螺丝等）产品之一"]
["ef59f7b2-dda3-11ec-9447-b4055d63f15c","e92c6d4c-568d-11ed-9447-b4055d63f15c","国械注准20183171641","牙种植体","四川拜阿蒙生物活性材料有限责任公司","四川拜阿蒙生物活性材料有限责任公司","3a3cba8e982311ecb3f890e2ba8d9d30","牙种植体","0054-0045(临时基台)",205,"钛合金","C0702021380100109474","C07020213801001094740001411",null,"申报企业自主确认为非招标产品、非中选产品或中选部件的附件（如覆盖螺丝、中央螺丝等）产品之一"]
["ef5a0aef-dda3-11ec-9447-b4055d63f15c","e92c6d4c-568d-11ed-9447-b4055d63f15c","国械注准20183171641","牙种植体","四川拜阿蒙生物活性材料有限责任公司","四川拜阿蒙生物活性材料有限责任公司","3a3cba8e982311ecb3f890e2ba8d9d30","牙种植体","0054-0055(临时基台)",205,"钛合金","C0702021380100109474","C07020213801001094740001412",null,"申报企业自主确认为非招标产品、非中选产品或中选部件的附件（如覆盖螺丝、中央螺丝等）产品之一"]
["ef5a15b4-dda3-11ec-9447-b4055d63f15c","e92c6d4c-568d-11ed-9447-b4055d63f15c","国械注准20183171641","牙种植体","四川拜阿蒙生物活性材料有限责任公司","四川拜阿蒙生物活性材料有限责任公司","3a3cba8e982311ecb3f890e2ba8d9d30","牙种植体","0009-0055(临时基台)",206,"钛合金","C0702021380100109474","C07020213801001094740001413",null,"申报企业自主确认为非招标产品、非中选产品或中选部件的附件（如覆盖螺丝、中央螺丝等）产品之一"]
["ef5a1e23-dda3-11ec-9447-b4055d63f15c","e92c6d4c-568d-11ed-9447-b4055d63f15c","国械注准20183171641","牙种植体","四川拜阿蒙生物活性材料有限责任公司","四川拜阿蒙生物活性材料有限责任公司","3a3cba8e982311ecb3f890e2ba8d9d30","牙种植体","0027-0045(临时基台)",206,"钛合金","C0702021380100109474","C07020213801001094740001414",null,"申报企业自主确认为非招标产品、非中选产品或中选部件的附件（如覆盖螺丝、中央螺丝等）产品之一"]
["ef5a2de9-dda3-11ec-9447-b4055d63f15c","e92c6d4c-568d-11ed-9447-b4055d63f15c","国械注准20183171641","牙种植体","四川拜阿蒙生物活性材料有限责任公司","四川拜阿蒙生物活性材料有限责任公司","3a3cba8e982311ecb3f890e2ba8d9d30","牙种植体","0036-0065(临时基台)",205,"钛合金","C0702021380100109474","C07020213801001094740001415",null,"申报企业自主确认为非招标产品、非中选产品或中选部件的附件（如覆盖螺丝、中央螺丝等）产品之一"]
["ef5a3696-dda3-11ec-9447-b4055d63f15c","e92c6d4c-568d-11ed-9447-b4055d63f15c","国械注准20183171641","牙种植体","四川拜阿蒙生物活性材料有限责任公司","四川拜阿蒙生物活性材料有限责任公司","3a3cba8e982311ecb3f890e2ba8d9d30","牙种植体","0036-0065(临时基台)",206,"钛合金","C0702021380100109474","C07020213801001094740001416",null,"申报企业自主确认为非招标产品、非中选产品或中选部件的附件（如覆盖螺丝、中央螺丝等）产品之一"]
["ef5a3f75-dda3-11ec-9447-b4055d63f15c","e92c6d4c-568d-11ed-9447-b4055d63f15c","国械注准20183171641","牙种植体","四川拜阿蒙生物活性材料有限责任公司","四川拜阿蒙生物活性材料有限责任公司","3a3cba8e982311ecb3f890e2ba8d9d30","牙种植体","0009-0065(临时基台)",206,"钛合金","C0702021380100109474","C07020213801001094740001417",null,"申报企业自主确认为非招标产品、非中选产品或中选部件的附件（如覆盖螺丝、中央螺丝等）产品之一"]
["ef5a47e2-dda3-11ec-9447-b4055d63f15c","e92c6d4c-568d-11ed-9447-b4055d63f15c","国械注准20183171641","牙种植体","四川拜阿蒙生物活性材料有限责任公司","四川拜阿蒙生物活性材料有限责任公司","3a3cba8e982311ecb3f890e2ba8d9d30","牙种植体","0027-0055(临时基台)",205,"钛合金","C0702021380100109474","C07020213801001094740001418",null,"申报企业自主确认为非招标产品、非中选产品或中选部件的附件（如覆盖螺丝、中央螺丝等）产品之一"]
["ef5a4fea-dda3-11ec-9447-b4055d63f15c","e92c6d4c-568d-11ed-9447-b4055d63f15c","国械注准20183171641","牙种植体","四川拜阿蒙生物活性材料有限责任公司","四川拜阿蒙生物活性材料有限责任公司","3a3cba8e982311ecb3f890e2ba8d9d30","牙种植体","0027-0045(临时基台)",205,"钛合金","C0702021380100109474","C07020213801001094740001419",null,"申报企业自主确认为非招标产品、非中选产品或中选部件的附件（如覆盖螺丝、中央螺丝等）产品之一"]
["ef5a55c9-dda3-11ec-9447-b4055d63f15c","e92c6d4c-568d-11ed-9447-b4055d63f15c","国械注准20183171641","牙种植体","四川拜阿蒙生物活性材料有限责任公司","四川拜阿蒙生物活性材料有限责任公司","3a3cba8e982311ecb3f890e2ba8d9d30","牙种植体","0027-0065(临时基台)",206,"钛合金","C0702021380100109474","C07020213801001094740001420",null,"申报企业自主确认为非招标产品、非中选产品或中选部件的附件（如覆盖螺丝、中央螺丝等）产品之一"]
["ef5a7149-dda3-11ec-9447-b4055d63f15c","e92c6d4c-568d-11ed-9447-b4055d63f15c","国械注准20183171641","牙种植体","四川拜阿蒙生物活性材料有限责任公司","四川拜阿蒙生物活性材料有限责任公司","3a3cba8e982311ecb3f890e2ba8d9d30","牙种植体","0036-0045(临时基台)",206,"钛合金","C0702021380100109474","C07020213801001094740001421",null,"申报企业自主确认为非招标产品、非中选产品或中选部件的附件（如覆盖螺丝、中央螺丝等）产品之一"]
["ef5a783a-dda3-11ec-9447-b4055d63f15c","e92c6d4c-568d-11ed-9447-b4055d63f15c","国械注准20183171641","牙种植体","四川拜阿蒙生物活性材料有限责任公司","四川拜阿蒙生物活性材料有限责任公司","3a3cba8e982311ecb3f890e2ba8d9d30","牙种植体","0018-0045(临时基台)",205,"钛合金","C0702021380100109474","C07020213801001094740001422",null,"申报企业自主确认为非招标产品、非中选产品或中选部件的附件（如覆盖螺丝、中央螺丝等）产品之一"]
["ef5a7e51-dda3-11ec-9447-b4055d63f15c","e92c6d4c-568d-11ed-9447-b4055d63f15c","国械注准20183171641","牙种植体","四川拜阿蒙生物活性材料有限责任公司","四川拜阿蒙生物活性材料有限责任公司","3a3cba8e982311ecb3f890e2ba8d9d30","牙种植体","0036-0045(临时基台)",205,"钛合金","C0702021380100109474","C07020213801001094740001423",null,"申报企业自主确认为非招标产品、非中选产品或中选部件的附件（如覆盖螺丝、中央螺丝等）产品之一"]
["ef5a80f2-dda3-11ec-9447-b4055d63f15c","e92c6d4c-568d-11ed-9447-b4055d63f15c","国械注准20183171641","牙种植体","四川拜阿蒙生物活性材料有限责任公司","四川拜阿蒙生物活性材料有限责任公司","3a3cba8e982311ecb3f890e2ba8d9d30","牙种植体","0027-0065(临时基台)",205,"钛合金","C0702021380100109474","C07020213801001094740001424",null,"申报企业自主确认为非招标产品、非中选产品或中选部件的附件（如覆盖螺丝、中央螺丝等）产品之一"]
["ef5a8373-dda3-11ec-9447-b4055d63f15c","e92c6d4c-568d-11ed-9447-b4055d63f15c","国械注准20183171641","牙种植体","四川拜阿蒙生物活性材料有限责任公司","四川拜阿蒙生物活性材料有限责任公司","3a3cba8e982311ecb3f890e2ba8d9d30","牙种植体","0009-0045(临时基台)",205,"钛合金","C0702021380100109474","C07020213801001094740001425",null,"申报企业自主确认为非招标产品、非中选产品或中选部件的附件（如覆盖螺丝、中央螺丝等）产品之一"]
["ef5a8d14-dda3-11ec-9447-b4055d63f15c","e92c6d4c-568d-11ed-9447-b4055d63f15c","国械注准20183171641","牙种植体","四川拜阿蒙生物活性材料有限责任公司","四川拜阿蒙生物活性材料有限责任公司","3a3cba8e982311ecb3f890e2ba8d9d30","牙种植体","0054-0065(临时基台)",206,"钛合金","C0702021380100109474","C07020213801001094740001426",null,"申报企业自主确认为非招标产品、非中选产品或中选部件的附件（如覆盖螺丝、中央螺丝等）产品之一"]
["ef5a8f8f-dda3-11ec-9447-b4055d63f15c","e92c6d4c-568d-11ed-9447-b4055d63f15c","国械注准20183171641","牙种植体","四川拜阿蒙生物活性材料有限责任公司","四川拜阿蒙生物活性材料有限责任公司","3a3cba8e982311ecb3f890e2ba8d9d30","牙种植体","0018-0045(临时基台)",206,"钛合金","C0702021380100109474","C07020213801001094740001427",null,"申报企业自主确认为非招标产品、非中选产品或中选部件的附件（如覆盖螺丝、中央螺丝等）产品之一"]
["ef5a97e4-dda3-11ec-9447-b4055d63f15c","e92c6d4c-568d-11ed-9447-b4055d63f15c","国械注准20183171641","牙种植体","四川拜阿蒙生物活性材料有限责任公司","四川拜阿蒙生物活性材料有限责任公司","3a3cba8e982311ecb3f890e2ba8d9d30","牙种植体","0045-0065(临时基台)",206,"钛合金","C0702021380100109474","C07020213801001094740001428",null,"申报企业自主确认为非招标产品、非中选产品或中选部件的附件（如覆盖螺丝、中央螺丝等）产品之一"]
["ef5ab43d-dda3-11ec-9447-b4055d63f15c","e92c6d4c-568d-11ed-9447-b4055d63f15c","国械注准20183171641","牙种植体","四川拜阿蒙生物活性材料有限责任公司","四川拜阿蒙生物活性材料有限责任公司","3a3cba8e982311ecb3f890e2ba8d9d30","牙种植体","0018-0065(临时基台)",205,"钛合金","C0702021380100109474","C07020213801001094740001429",null,"申报企业自主确认为非招标产品、非中选产品或中选部件的附件（如覆盖螺丝、中央螺丝等）产品之一"]
["ef5abd91-dda3-11ec-9447-b4055d63f15c","e92c6d4c-568d-11ed-9447-b4055d63f15c","国械注准20183171641","牙种植体","四川拜阿蒙生物活性材料有限责任公司","四川拜阿蒙生物活性材料有限责任公司","3a3cba8e982311ecb3f890e2ba8d9d30","牙种植体","0009-0065(临时基台)",205,"钛合金","C0702021380100109474","C07020213801001094740001430",null,"申报企业自主确认为非招标产品、非中选产品或中选部件的附件（如覆盖螺丝、中央螺丝等）产品之一"]
["ef5ae192-dda3-11ec-9447-b4055d63f15c","e92c6d4c-568d-11ed-9447-b4055d63f15c","国械注准20183171641","牙种植体","四川拜阿蒙生物活性材料有限责任公司","四川拜阿蒙生物活性材料有限责任公司","3a3cba8e982311ecb3f890e2ba8d9d30","牙种植体","0045-0045(临时基台)",206,"钛合金","C0702021380100109474","C07020213801001094740001431",null,"申报企业自主确认为非招标产品、非中选产品或中选部件的附件（如覆盖螺丝、中央螺丝等）产品之一"]
["ef5af556-dda3-11ec-9447-b4055d63f15c","e92c6d4c-568d-11ed-9447-b4055d63f15c","国械注准20183171641","牙种植体","四川拜阿蒙生物活性材料有限责任公司","四川拜阿蒙生物活性材料有限责任公司","3a3cba8e982311ecb3f890e2ba8d9d30","牙种植体","0009-0055(临时基台)",205,"钛合金","C0702021380100109474","C07020213801001094740001432",null,"申报企业自主确认为非招标产品、非中选产品或中选部件的附件（如覆盖螺丝、中央螺丝等）产品之一"]
["ef5b08b8-dda3-11ec-9447-b4055d63f15c","e92c6d4c-568d-11ed-9447-b4055d63f15c","国械注准20183171641","牙种植体","四川拜阿蒙生物活性材料有限责任公司","四川拜阿蒙生物活性材料有限责任公司","3a3cba8e982311ecb3f890e2ba8d9d30","牙种植体","0045-0065(临时基台)",205,"钛合金","C0702021380100109474","C07020213801001094740001433",null,"申报企业自主确认为非招标产品、非中选产品或中选部件的附件（如覆盖螺丝、中央螺丝等）产品之一"]
["ef5b11c9-dda3-11ec-9447-b4055d63f15c","e92c6d4c-568d-11ed-9447-b4055d63f15c","国械注准20183171641","牙种植体","四川拜阿蒙生物活性材料有限责任公司","四川拜阿蒙生物活性材料有限责任公司","3a3cba8e982311ecb3f890e2ba8d9d30","牙种植体","0054-0045(临时基台)",206,"钛合金","C0702021380100109474","C07020213801001094740001434",null,"申报企业自主确认为非招标产品、非中选产品或中选部件的附件（如覆盖螺丝、中央螺丝等）产品之一"]
["ef5b1c12-dda3-11ec-9447-b4055d63f15c","e92c6d4c-568d-11ed-9447-b4055d63f15c","国械注准20183171641","牙种植体","四川拜阿蒙生物活性材料有限责任公司","四川拜阿蒙生物活性材料有限责任公司","3a3cba8e982311ecb3f890e2ba8d9d30","牙种植体","0018-0055(临时基台)",205,"钛合金","C0702021380100109474","C07020213801001094740001435",null,"申报企业自主确认为非招标产品、非中选产品或中选部件的附件（如覆盖螺丝、中央螺丝等）产品之一"]
["ef5b2583-dda3-11ec-9447-b4055d63f15c","e92c6d4c-568d-11ed-9447-b4055d63f15c","国械注准20183171641","牙种植体","四川拜阿蒙生物活性材料有限责任公司","四川拜阿蒙生物活性材料有限责任公司","3a3cba8e982311ecb3f890e2ba8d9d30","牙种植体","0018-0065(临时基台)",206,"钛合金","C0702021380100109474","C07020213801001094740001436",null,"申报企业自主确认为非招标产品、非中选产品或中选部件的附件（如覆盖螺丝、中央螺丝等）产品之一"]
["ef5b310f-dda3-11ec-9447-b4055d63f15c","e92c6d4c-568d-11ed-9447-b4055d63f15c","国械注准20183171641","牙种植体","四川拜阿蒙生物活性材料有限责任公司","四川拜阿蒙生物活性材料有限责任公司","3a3cba8e982311ecb3f890e2ba8d9d30","牙种植体","0009-0045(临时基台)",206,"钛合金","C0702021380100109474","C07020213801001094740001437",null,"申报企业自主确认为非招标产品、非中选产品或中选部件的附件（如覆盖螺丝、中央螺丝等）产品之一"]
["ef5b3a4e-dda3-11ec-9447-b4055d63f15c","e92c6d4c-568d-11ed-9447-b4055d63f15c","国械注准20183171641","牙种植体","四川拜阿蒙生物活性材料有限责任公司","四川拜阿蒙生物活性材料有限责任公司","3a3cba8e982311ecb3f890e2ba8d9d30","牙种植体","0036-0055(临时基台)",205,"钛合金","C0702021380100109474","C07020213801001094740001438",null,"申报企业自主确认为非招标产品、非中选产品或中选部件的附件（如覆盖螺丝、中央螺丝等）产品之一"]
["ef5b461c-dda3-11ec-9447-b4055d63f15c","e92c6d4c-568d-11ed-9447-b4055d63f15c","国械注准20183171641","牙种植体","四川拜阿蒙生物活性材料有限责任公司","四川拜阿蒙生物活性材料有限责任公司","3a3cba8e982311ecb3f890e2ba8d9d30","牙种植体","0045-0055(临时基台)",205,"钛合金","C0702021380100109474","C07020213801001094740001439",null,"申报企业自主确认为非招标产品、非中选产品或中选部件的附件（如覆盖螺丝、中央螺丝等）产品之一"]
["ef5b5b2f-dda3-11ec-9447-b4055d63f15c","e92c6d4c-568d-11ed-9447-b4055d63f15c","国械注准20183171641","牙种植体","四川拜阿蒙生物活性材料有限责任公司","四川拜阿蒙生物活性材料有限责任公司","3a3cba8e982311ecb3f890e2ba8d9d30","牙种植体","0054-0065(临时基台)",205,"钛合金","C0702021380100109474","C07020213801001094740001440",null,"申报企业自主确认为非招标产品、非中选产品或中选部件的附件（如覆盖螺丝、中央螺丝等）产品之一"]
["ef5b67f1-dda3-11ec-9447-b4055d63f15c","e92c6d4c-568d-11ed-9447-b4055d63f15c","国械注准20183171641","牙种植体","四川拜阿蒙生物活性材料有限责任公司","四川拜阿蒙生物活性材料有限责任公司","3a3cba8e982311ecb3f890e2ba8d9d30","牙种植体","0054-0055(临时基台)",206,"钛合金","C0702021380100109474","C07020213801001094740001441",null,"申报企业自主确认为非招标产品、非中选产品或中选部件的附件（如覆盖螺丝、中央螺丝等）产品之一"]
["ef5b7391-dda3-11ec-9447-b4055d63f15c","e92c6d4c-568d-11ed-9447-b4055d63f15c","国械注准20183171641","牙种植体","四川拜阿蒙生物活性材料有限责任公司","四川拜阿蒙生物活性材料有限责任公司","3a3cba8e982311ecb3f890e2ba8d9d30","牙种植体","0027-0055(临时基台)",206,"钛合金","C0702021380100109474","C07020213801001094740001442",null,"申报企业自主确认为非招标产品、非中选产品或中选部件的附件（如覆盖螺丝、中央螺丝等）产品之一"]
["ef5b9e03-dda3-11ec-9447-b4055d63f15c","e92c6d4c-568d-11ed-9447-b4055d63f15c","国械注准20183171641","牙种植体","四川拜阿蒙生物活性材料有限责任公司","四川拜阿蒙生物活性材料有限责任公司","3a3cba8e982311ecb3f890e2ba8d9d30","牙种植体","0045-0055(临时基台)",206,"钛合金","C0702021380100109474","C07020213801001094740001443",null,"申报企业自主确认为非招标产品、非中选产品或中选部件的附件（如覆盖螺丝、中央螺丝等）产品之一"]
["ef5bb80f-dda3-11ec-9447-b4055d63f15c","e92c6d4c-568d-11ed-9447-b4055d63f15c","国械注准20183171641","牙种植体","四川拜阿蒙生物活性材料有限责任公司","四川拜阿蒙生物活性材料有限责任公司","3a3cba8e982311ecb3f890e2ba8d9d30","牙种植体","0018-0055(临时基台)",206,"钛合金","C0702021380100109474","C07020213801001094740001444",null,"申报企业自主确认为非招标产品、非中选产品或中选部件的附件（如覆盖螺丝、中央螺丝等）产品之一"]
["b8b2440f-7411-11ec-9829-0050568f40ec","e92c6d4c-568d-11ed-9447-b4055d63f15c","国械注准20183171641","牙种植体","四川拜阿蒙生物活性材料有限责任公司","四川拜阿蒙生物活性材料有限责任公司","77590378-bea3-11e9-974a-fa163e0a8baf","牙种植体","27(中心螺钉)",3,"钛合金","C0702041390200509474","C07020413902005094740000002",null,"申报企业自主确认为非招标产品、非中选产品或中选部件的附件（如覆盖螺丝、中央螺丝等）产品之一"]
["b8b3d725-7411-11ec-9829-0050568f40ec","e92c6d4c-568d-11ed-9447-b4055d63f15c","国械注准20183171641","牙种植体","四川拜阿蒙生物活性材料有限责任公司","四川拜阿蒙生物活性材料有限责任公司","77590378-bea3-11e9-974a-fa163e0a8baf","牙种植体","36(中心螺钉)",3,"钛合金","C0702041390200509474","C07020413902005094740000003",null,"申报企业自主确认为非招标产品、非中选产品或中选部件的附件（如覆盖螺丝、中央螺丝等）产品之一"]
["b8b4d079-7411-11ec-9829-0050568f40ec","e92c6d4c-568d-11ed-9447-b4055d63f15c","国械注准20183171641","牙种植体","四川拜阿蒙生物活性材料有限责任公司","四川拜阿蒙生物活性材料有限责任公司","77590378-bea3-11e9-974a-fa163e0a8baf","牙种植体","18(中心螺钉)",3,"钛合金","C0702041390200509474","C07020413902005094740000004",null,"申报企业自主确认为非招标产品、非中选产品或中选部件的附件（如覆盖螺丝、中央螺丝等）产品之一"]
["b8b4e205-7411-11ec-9829-0050568f40ec","e92c6d4c-568d-11ed-9447-b4055d63f15c","国械注准20183171641","牙种植体","四川拜阿蒙生物活性材料有限责任公司","四川拜阿蒙生物活性材料有限责任公司","77590378-bea3-11e9-974a-fa163e0a8baf","牙种植体","09(中心螺钉)",3,"钛合金","C0702041390200509474","C07020413902005094740000005",null,"申报企业自主确认为非招标产品、非中选产品或中选部件的附件（如覆盖螺丝、中央螺丝等）产品之一"]
["b8b4e4ef-7411-11ec-9829-0050568f40ec","e92c6d4c-568d-11ed-9447-b4055d63f15c","国械注准20183171641","牙种植体","四川拜阿蒙生物活性材料有限责任公司","四川拜阿蒙生物活性材料有限责任公司","77590378-bea3-11e9-974a-fa163e0a8baf","牙种植体","54(中心螺钉)",3,"钛合金","C0702041390200509474","C07020413902005094740000006",null,"申报企业自主确认为非招标产品、非中选产品或中选部件的附件（如覆盖螺丝、中央螺丝等）产品之一"]
["b8b4e750-7411-11ec-9829-0050568f40ec","e92c6d4c-568d-11ed-9447-b4055d63f15c","国械注准20183171641","牙种植体","四川拜阿蒙生物活性材料有限责任公司","四川拜阿蒙生物活性材料有限责任公司","77590378-bea3-11e9-974a-fa163e0a8baf","牙种植体","45(中心螺钉)",3,"钛合金","C0702041390200509474","C07020413902005094740000007",null,"申报企业自主确认为非招标产品、非中选产品或中选部件的附件（如覆盖螺丝、中央螺丝等）产品之一"]
["68006029-bf03-11e9-974a-fa163e0a8baf","e92c6d4c-568d-11ed-9447-b4055d63f15c","国械注准20183171641","牙种植体","四川拜阿蒙生物活性材料有限责任公司","四川拜阿蒙生物活性材料有限责任公司","841f3d68-bea3-11e9-974a-fa163e0a8baf","牙种植体","无","覆盖螺钉 B06","钛合金","C0702041390200109474","C07020413902001094740000001",null,"申报企业自主确认为非招标产品、非中选产品或中选部件的附件（如覆盖螺丝、中央螺丝等）产品之一"]
["68007c98-bf03-11e9-974a-fa163e0a8baf","e92c6d4c-568d-11ed-9447-b4055d63f15c","国械注准20183171641","牙种植体","四川拜阿蒙生物活性材料有限责任公司","四川拜阿蒙生物活性材料有限责任公司","841f3d68-bea3-11e9-974a-fa163e0a8baf","牙种植体","无","覆盖螺钉 T06","钛合金","C0702041390200109474","C07020413902001094740000002",null,"申报企业自主确认为非招标产品、非中选产品或中选部件的附件（如覆盖螺丝、中央螺丝等）产品之一"]
["c4e7102f-f4ec-11eb-b658-0050568f9c84","6cd708a1f15443c791329227931d889c","国械注进20193171759","基台Abutment","喜客瑞士股份有限公司SIC invent AG","喜客医疗科技（上海）有限公司","802802dc-cfcb-11ea-a4d6-fa163e0a8baf","基台","\"Safe on Four\", cylindrical",936252,"钛合金","C0702031380100007510","C07020313801000075100000025",null,"申报企业自主确认为非招标产品、非中选产品或中选部件的附件（如覆盖螺丝、中央螺丝等）产品之一"]
["16e4a5dc-f4f5-11eb-b658-0050568f9c84","6cd708a1f15443c791329227931d889c","国械注进20193171759","基台Abutment","喜客瑞士股份有限公司SIC invent AG","喜客医疗科技（上海）有限公司","a28e4919982211ecb3f890e2ba8d9d30","基台","\"Safe on Four\", Titanium (incl. SIC Fixation Screw \"Safe on Four\")",936270,"钛合金","C0702021380100107510","C07020213801001075100000039",null,"申报企业自主确认为非招标产品、非中选产品或中选部件的附件（如覆盖螺丝、中央螺丝等）产品之一"]
["1e4f9703-f4f5-11eb-b658-0050568f9c84","6cd708a1f15443c791329227931d889c","国械注进20193171759","基台Abutment","喜客瑞士股份有限公司SIC invent AG","喜客医疗科技（上海）有限公司","a28e4919982211ecb3f890e2ba8d9d30","基台","SIC Standard Fixation Screw",936658,"钛合金","C0702021380100107510","C07020213801001075100000040",null,"申报企业自主确认为非招标产品、非中选产品或中选部件的附件（如覆盖螺丝、中央螺丝等）产品之一"]
["2695bf14-f4f5-11eb-b658-0050568f9c84","6cd708a1f15443c791329227931d889c","国械注进20193171759","基台Abutment","喜客瑞士股份有限公司SIC invent AG","喜客医疗科技（上海）有限公司","a28e4919982211ecb3f890e2ba8d9d30","基台","SIC Standard Fixation Screw, short",936529,"钛合金","C0702021380100107510","C07020213801001075100000041",null,"申报企业自主确认为非招标产品、非中选产品或中选部件的附件（如覆盖螺丝、中央螺丝等）产品之一"]
["2f8c62dd-f4f5-11eb-b658-0050568f9c84","6cd708a1f15443c791329227931d889c","国械注进20193171759","基台Abutment","喜客瑞士股份有限公司SIC invent AG","喜客医疗科技（上海）有限公司","a28e4919982211ecb3f890e2ba8d9d30","基台","SIC Fixation Post \"Safe on Four\", GH 1.5 mm",936257,"钛合金","C0702021380100107510","C07020213801001075100000042",null,"申报企业自主确认为非招标产品、非中选产品或中选部件的附件（如覆盖螺丝、中央螺丝等）产品之一"]
["380dc4af-f4f5-11eb-b658-0050568f9c84","6cd708a1f15443c791329227931d889c","国械注进20193171759","基台Abutment","喜客瑞士股份有限公司SIC invent AG","喜客医疗科技（上海）有限公司","a28e4919982211ecb3f890e2ba8d9d30","基台","SIC Fixation Post \"Safe on Four\", GH 3.0 mm",936258,"钛合金","C0702021380100107510","C07020213801001075100000043",null,"申报企业自主确认为非招标产品、非中选产品或中选部件的附件（如覆盖螺丝、中央螺丝等）产品之一"]
["40ef9695-f4f5-11eb-b658-0050568f9c84","6cd708a1f15443c791329227931d889c","国械注进20193171759","基台Abutment","喜客瑞士股份有限公司SIC invent AG","喜客医疗科技（上海）有限公司","a28e4919982211ecb3f890e2ba8d9d30","基台","SIC Fixation Screw \"Safe on Four\"",936540,"钛合金","C0702021380100107510","C07020213801001075100000044",null,"申报企业自主确认为非招标产品、非中选产品或中选部件的附件（如覆盖螺丝、中央螺丝等）产品之一"]
["423bc5b2-7665-11eb-8968-fa163e311f19","6cd708a1f15443c791329227931d889c","国械注进20193171759","基台Abutment","喜客瑞士股份有限公司SIC invent AG","喜客医疗科技（上海）有限公司","a28e4919982211ecb3f890e2ba8d9d30","基台","SIC Bar and Bridge Abutment DIA 4.2 mm, GH 1.5 mm",936172,"钛合金","C0702021380100107510","C07020213801001075100000031",null,"申报企业自主确认为非招标产品、非中选产品或中选部件的附件（如覆盖螺丝、中央螺丝等）产品之一"]
["423be814-7665-11eb-8968-fa163e311f19","6cd708a1f15443c791329227931d889c","国械注进20193171759","基台Abutment","喜客瑞士股份有限公司SIC invent AG","喜客医疗科技（上海）有限公司","a28e4919982211ecb3f890e2ba8d9d30","基台","SIC Bar and Bridge Abutment DIA 4.2 mm, GH 3.0 mm",936173,"钛合金","C0702021380100107510","C07020213801001075100000032",null,"申报企业自主确认为非招标产品、非中选产品或中选部件的附件（如覆盖螺丝、中央螺丝等）产品之一"]
["423bea9f-7665-11eb-8968-fa163e311f19","6cd708a1f15443c791329227931d889c","国械注进20193171759","基台Abutment","喜客瑞士股份有限公司SIC invent AG","喜客医疗科技（上海）有限公司","a28e4919982211ecb3f890e2ba8d9d30","基台","SIC Bar and Bridge Abutment \"Safe on Four\" DIA 3.3 mm, GH 3.0 mm (incl. SIC Fixation Post \"Safe",936254,"钛合金","C0702021380100107510","C07020213801001075100000033",null,"申报企业自主确认为非招标产品、非中选产品或中选部件的附件（如覆盖螺丝、中央螺丝等）产品之一"]
["423bec7e-7665-11eb-8968-fa163e311f19","6cd708a1f15443c791329227931d889c","国械注进20193171759","基台Abutment","喜客瑞士股份有限公司SIC invent AG","喜客医疗科技（上海）有限公司","a28e4919982211ecb3f890e2ba8d9d30","基台","SIC Bar and Bridge Abutment \"Safe on Four\" DIA 4.2 mm, GH 1.5 mm (incl. SIC Fixation Post \"Safe",936255,"钛合金","C0702021380100107510","C07020213801001075100000034",null,"申报企业自主确认为非招标产品、非中选产品或中选部件的附件（如覆盖螺丝、中央螺丝等）产品之一"]
["423bee59-7665-11eb-8968-fa163e311f19","6cd708a1f15443c791329227931d889c","国械注进20193171759","基台Abutment","喜客瑞士股份有限公司SIC invent AG","喜客医疗科技（上海）有限公司","a28e4919982211ecb3f890e2ba8d9d30","基台","SIC Bar and Bridge Abutment DIA 3.3 mm, GH 3.0 mm",936171,"钛合金","C0702021380100107510","C07020213801001075100000035",null,"申报企业自主确认为非招标产品、非中选产品或中选部件的附件（如覆盖螺丝、中央螺丝等）产品之一"]
["423bf006-7665-11eb-8968-fa163e311f19","6cd708a1f15443c791329227931d889c","国械注进20193171759","基台Abutment","喜客瑞士股份有限公司SIC invent AG","喜客医疗科技（上海）有限公司","a28e4919982211ecb3f890e2ba8d9d30","基台","SIC Bar and Bridge Abutment DIA 3.3 mm, GH 1.5 mm",936170,"钛合金","C0702021380100107510","C07020213801001075100000036",null,"申报企业自主确认为非招标产品、非中选产品或中选部件的附件（如覆盖螺丝、中央螺丝等）产品之一"]
["423bf19f-7665-11eb-8968-fa163e311f19","6cd708a1f15443c791329227931d889c","国械注进20193171759","基台Abutment","喜客瑞士股份有限公司SIC invent AG","喜客医疗科技（上海）有限公司","a28e4919982211ecb3f890e2ba8d9d30","基台","SIC Bar and Bridge Abutment \"Safe on Four\" DIA 3.3 mm, GH 1.5 mm (incl. SIC Fixation Post \"Safe",936253,"钛合金","C0702021380100107510","C07020213801001075100000037",null,"申报企业自主确认为非招标产品、非中选产品或中选部件的附件（如覆盖螺丝、中央螺丝等）产品之一"]
["423bf341-7665-11eb-8968-fa163e311f19","6cd708a1f15443c791329227931d889c","国械注进20193171759","基台Abutment","喜客瑞士股份有限公司SIC invent AG","喜客医疗科技（上海）有限公司","a28e4919982211ecb3f890e2ba8d9d30","基台","SIC Bar and Bridge Abutment \"Safe on Four\" DIA 4.2 mm, GH 3.0 mm (incl. SIC Fixation Post \"Safe",936256,"钛合金","C0702021380100107510","C07020213801001075100000038",null,"申报企业自主确认为非招标产品、非中选产品或中选部件的附件（如覆盖螺丝、中央螺丝等）产品之一"]
["99f50d71-f4e9-11eb-b658-0050568f9c84","6cd708a1f15443c791329227931d889c","国械注进20193171759","基台Abutment","喜客瑞士股份有限公司SIC invent AG","喜客医疗科技（上海）有限公司","a28e4919982211ecb3f890e2ba8d9d30","基台","\"Safe on Four\" Ø 3.3 mm, 16° angle, GH 1.5 mm (incl. SIC Fixation Screw, short)",936259,"钛合金","C0702021380100107510","C07020213801001075100000059",null,"申报企业自主确认为非招标产品、非中选产品或中选部件的附件（如覆盖螺丝、中央螺丝等）产品之一"]
["a5cc3aa8-f4e9-11eb-b658-0050568f9c84","6cd708a1f15443c791329227931d889c","国械注进20193171759","基台Abutment","喜客瑞士股份有限公司SIC invent AG","喜客医疗科技（上海）有限公司","a28e4919982211ecb3f890e2ba8d9d30","基台","\"Safe on Four\" Ø 3.3 mm, 30° angle, GH 1.5 mm (incl. SIC Fixation Screw, short)",936260,"钛合金","C0702021380100107510","C07020213801001075100000060",null,"申报企业自主确认为非招标产品、非中选产品或中选部件的附件（如覆盖螺丝、中央螺丝等）产品之一"]
["b351d673-f4e9-11eb-b658-0050568f9c84","6cd708a1f15443c791329227931d889c","国械注进20193171759","基台Abutment","喜客瑞士股份有限公司SIC invent AG","喜客医疗科技（上海）有限公司","a28e4919982211ecb3f890e2ba8d9d30","基台","\"Safe on Four\" Ø 3.3 mm, 16° angle, GH 3.0 mm (incl. SIC Fixation Screw, short)",936261,"钛合金","C0702021380100107510","C07020213801001075100000061",null,"申报企业自主确认为非招标产品、非中选产品或中选部件的附件（如覆盖螺丝、中央螺丝等）产品之一"]
["c004f5a1-f4e9-11eb-b658-0050568f9c84","6cd708a1f15443c791329227931d889c","国械注进20193171759","基台Abutment","喜客瑞士股份有限公司SIC invent AG","喜客医疗科技（上海）有限公司","a28e4919982211ecb3f890e2ba8d9d30","基台","\"Safe on Four\" Ø 4.2 mm, 16° angle, GH 3.0 mm (incl. SIC Fixation Screw, short)",936262,"钛合金","C0702021380100107510","C07020213801001075100000062",null,"申报企业自主确认为非招标产品、非中选产品或中选部件的附件（如覆盖螺丝、中央螺丝等）产品之一"]
["c9f0f89b-f4e9-11eb-b658-0050568f9c84","6cd708a1f15443c791329227931d889c","国械注进20193171759","基台Abutment","喜客瑞士股份有限公司SIC invent AG","喜客医疗科技（上海）有限公司","a28e4919982211ecb3f890e2ba8d9d30","基台","\"Safe on Four\" Ø 4.2 mm, 16° angle, GH 1.5 mm (incl. SIC Fixation Screw, short)",936263,"钛合金","C0702021380100107510","C07020213801001075100000063",null,"申报企业自主确认为非招标产品、非中选产品或中选部件的附件（如覆盖螺丝、中央螺丝等）产品之一"]
["d5ab6ae5-f4e9-11eb-b658-0050568f9c84","6cd708a1f15443c791329227931d889c","国械注进20193171759","基台Abutment","喜客瑞士股份有限公司SIC invent AG","喜客医疗科技（上海）有限公司","a28e4919982211ecb3f890e2ba8d9d30","基台","\"Safe on Four\" Ø 4.2 mm, 30° angle, GH 1.5 mm (incl. SIC Fixation Screw, short)",936264,"钛合金","C0702021380100107510","C07020213801001075100000064",null,"申报企业自主确认为非招标产品、非中选产品或中选部件的附件（如覆盖螺丝、中央螺丝等）产品之一"]
["e0a6b315-f4e9-11eb-b658-0050568f9c84","6cd708a1f15443c791329227931d889c","国械注进20193171759","基台Abutment","喜客瑞士股份有限公司SIC invent AG","喜客医疗科技（上海）有限公司","a28e4919982211ecb3f890e2ba8d9d30","基台","\"Safe on Four\" Ø 4.2 mm, 30° angle, GH 3.0 mm (incl. SIC Fixation Screw, short)",936265,"钛合金","C0702021380100107510","C07020213801001075100000065",null,"申报企业自主确认为非招标产品、非中选产品或中选部件的附件（如覆盖螺丝、中央螺丝等）产品之一"]
["3546f4b9-d173-11ea-a4d6-fa163e0a8baf","4262ba1d-bac2-4d74-ae81-7fbcfb3c6734","国械备20170040号","转移帽 Transfer Abutment","喜客瑞士股份有限公司 SIC invent AG","喜客医疗科技（上海）有限公司","A1722C1527F44F97B97014AF827D482C","转移帽","SICvantage Impression Cap for Standard Abutments, red",950697,"钛合金","C0702041390200207510","C07020413902002075100000033",null,"申报企业自主确认为非招标产品、非中选产品或中选部件的附件（如覆盖螺丝、中央螺丝等）产品之一"]
["3546fdce-d173-11ea-a4d6-fa163e0a8baf","4262ba1d-bac2-4d74-ae81-7fbcfb3c6734","国械备20170040号","转移帽 Transfer Abutment","喜客瑞士股份有限公司 SIC invent AG","喜客医疗科技（上海）有限公司","A1722C1527F44F97B97014AF827D482C","转移帽","SIC Transfer Caps with Click, grey, 5 pieces",950491,"钛合金","C0702041390200207510","C07020413902002075100000028",null,"申报企业自主确认为非招标产品、非中选产品或中选部件的附件（如覆盖螺丝、中央螺丝等）产品之一"]
["3546ff4d-d173-11ea-a4d6-fa163e0a8baf","4262ba1d-bac2-4d74-ae81-7fbcfb3c6734","国械备20170040号","转移帽 Transfer Abutment","喜客瑞士股份有限公司 SIC invent AG","喜客医疗科技（上海）有限公司","A1722C1527F44F97B97014AF827D482C","转移帽","SIC Fixation Screw 27.5 mm, for Transfer Abutment, Open Tray Technique",936526,"钛合金","C0702041390200207510","C07020413902002075100000005",null,"申报企业自主确认为非招标产品、非中选产品或中选部件的附件（如覆盖螺丝、中央螺丝等）产品之一"]
["354d0a74-d173-11ea-a4d6-fa163e0a8baf","4262ba1d-bac2-4d74-ae81-7fbcfb3c6734","国械备20170040号","转移帽 Transfer Abutment","喜客瑞士股份有限公司 SIC invent AG","喜客医疗科技（上海）有限公司","A1722C1527F44F97B97014AF827D482C","转移帽","SICvantage Transfer Abutment red, Open Tray Technique, long, for bridgework (incl. SIC Fixation Screw 27.5 mm)",950484,"钛合金","C0702041390200207510","C07020413902002075100000044",null,"申报企业自主确认为非招标产品、非中选产品或中选部件的附件（如覆盖螺丝、中央螺丝等）产品之一"]
["3554814f-d173-11ea-a4d6-fa163e0a8baf","4262ba1d-bac2-4d74-ae81-7fbcfb3c6734","国械备20170040号","转移帽 Transfer Abutment","喜客瑞士股份有限公司 SIC invent AG","喜客医疗科技（上海）有限公司","A1722C1527F44F97B97014AF827D482C","转移帽","SICvantage Transfer Abutment blue, Open Tray Technique, short, for bridgework (incl. SIC Fixation Screw 22.5 mm)",950481,"钛合金","C0702041390200207510","C07020413902002075100000037",null,"申报企业自主确认为非招标产品、非中选产品或中选部件的附件（如覆盖螺丝、中央螺丝等）产品之一"]
["35548365-d173-11ea-a4d6-fa163e0a8baf","4262ba1d-bac2-4d74-ae81-7fbcfb3c6734","国械备20170040号","转移帽 Transfer Abutment","喜客瑞士股份有限公司 SIC invent AG","喜客医疗科技（上海）有限公司","A1722C1527F44F97B97014AF827D482C","转移帽","SIC Fixation Screw 17.5 mm, for Transfer Abutment, Open Tray Technique",936525,"钛合金","C0702041390200207510","C07020413902002075100000003",null,"申报企业自主确认为非招标产品、非中选产品或中选部件的附件（如覆盖螺丝、中央螺丝等）产品之一"]
["356b5d01-d173-11ea-a4d6-fa163e0a8baf","4262ba1d-bac2-4d74-ae81-7fbcfb3c6734","国械备20170040号","转移帽 Transfer Abutment","喜客瑞士股份有限公司 SIC invent AG","喜客医疗科技（上海）有限公司","A1722C1527F44F97B97014AF827D482C","转移帽","SIC LocFix Impression Post incl. Processing Male, black",951262,"钛合金","C0702041390200207510","C07020413902002075100000006",null,"申报企业自主确认为非招标产品、非中选产品或中选部件的附件（如覆盖螺丝、中央螺丝等）产品之一"]
["356b816b-d173-11ea-a4d6-fa163e0a8baf","4262ba1d-bac2-4d74-ae81-7fbcfb3c6734","国械备20170040号","转移帽 Transfer Abutment","喜客瑞士股份有限公司 SIC invent AG","喜客医疗科技（上海）有限公司","A1722C1527F44F97B97014AF827D482C","转移帽","SICvantage Impression Cap for Standard Abutments, blue",950696,"钛合金","C0702041390200207510","C07020413902002075100000031",null,"申报企业自主确认为非招标产品、非中选产品或中选部件的附件（如覆盖螺丝、中央螺丝等）产品之一"]
["356baa37-d173-11ea-a4d6-fa163e0a8baf","4262ba1d-bac2-4d74-ae81-7fbcfb3c6734","国械备20170040号","转移帽 Transfer Abutment","喜客瑞士股份有限公司 SIC invent AG","喜客医疗科技（上海）有限公司","A1722C1527F44F97B97014AF827D482C","转移帽","SIC Transfer Cap, reposition, for SICmax onepiece",935413,"钛合金","C0702041390200207510","C07020413902002075100000026",null,"申报企业自主确认为非招标产品、非中选产品或中选部件的附件（如覆盖螺丝、中央螺丝等）产品之一"]
["356bb2eb-d173-11ea-a4d6-fa163e0a8baf","4262ba1d-bac2-4d74-ae81-7fbcfb3c6734","国械备20170040号","转移帽 Transfer Abutment","喜客瑞士股份有限公司 SIC invent AG","喜客医疗科技（上海）有限公司","A1722C1527F44F97B97014AF827D482C","转移帽","SIC Transfer Caps with Click, 5 pieces",950490,"钛合金","C0702041390200207510","C07020413902002075100000027",null,"申报企业自主确认为非招标产品、非中选产品或中选部件的附件（如覆盖螺丝、中央螺丝等）产品之一"]
["356bb452-d173-11ea-a4d6-fa163e0a8baf","4262ba1d-bac2-4d74-ae81-7fbcfb3c6734","国械备20170040号","转移帽 Transfer Abutment","喜客瑞士股份有限公司 SIC invent AG","喜客医疗科技（上海）有限公司","A1722C1527F44F97B97014AF827D482C","转移帽","SIC Fixation Screw \"Safe on Four\" 16.0 mm, for Transfer Abutment, Open Tray Technique",936541,"钛合金","C0702041390200207510","C07020413902002075100000002",null,"申报企业自主确认为非招标产品、非中选产品或中选部件的附件（如覆盖螺丝、中央螺丝等）产品之一"]
["356bb747-d173-11ea-a4d6-fa163e0a8baf","4262ba1d-bac2-4d74-ae81-7fbcfb3c6734","国械备20170040号","转移帽 Transfer Abutment","喜客瑞士股份有限公司 SIC invent AG","喜客医疗科技（上海）有限公司","A1722C1527F44F97B97014AF827D482C","转移帽","SIC Transfer Abutment \"Safe on Four\", Open Tray Technique (incl. SIC Fixation Screw 16.0 mm)",936275,"钛合金","C0702041390200207510","C07020413902002075100000008",null,"申报企业自主确认为非招标产品、非中选产品或中选部件的附件（如覆盖螺丝、中央螺丝等）产品之一"]
["356bb8b1-d173-11ea-a4d6-fa163e0a8baf","4262ba1d-bac2-4d74-ae81-7fbcfb3c6734","国械备20170040号","转移帽 Transfer Abutment","喜客瑞士股份有限公司 SIC invent AG","喜客医疗科技（上海）有限公司","A1722C1527F44F97B97014AF827D482C","转移帽","SICvantage Transfer Abutment blue, Open Tray Technique, long, for bridgework (incl. SIC Fixation Screw 27.5 mm)",950482,"钛合金","C0702041390200207510","C07020413902002075100000035",null,"申报企业自主确认为非招标产品、非中选产品或中选部件的附件（如覆盖螺丝、中央螺丝等）产品之一"]
["356bbd20-d173-11ea-a4d6-fa163e0a8baf","4262ba1d-bac2-4d74-ae81-7fbcfb3c6734","国械备20170040号","转移帽 Transfer Abutment","喜客瑞士股份有限公司 SIC invent AG","喜客医疗科技（上海）有限公司","A1722C1527F44F97B97014AF827D482C","转移帽","SICvantage Transfer Abutment red, Open Tray Technique, short, for bridgework (incl. SIC Fixation Screw 22.5 mm)",950483,"钛合金","C0702041390200207510","C07020413902002075100000046",null,"申报企业自主确认为非招标产品、非中选产品或中选部件的附件（如覆盖螺丝、中央螺丝等）产品之一"]
["356be612-d173-11ea-a4d6-fa163e0a8baf","4262ba1d-bac2-4d74-ae81-7fbcfb3c6734","国械备20170040号","转移帽 Transfer Abutment","喜客瑞士股份有限公司 SIC invent AG","喜客医疗科技（上海）有限公司","A1722C1527F44F97B97014AF827D482C","转移帽","SICvantage Impression Cap for Standard Abutments, grey",950695,"钛合金","C0702041390200207510","C07020413902002075100000032",null,"申报企业自主确认为非招标产品、非中选产品或中选部件的附件（如覆盖螺丝、中央螺丝等）产品之一"]
["356bea91-d173-11ea-a4d6-fa163e0a8baf","4262ba1d-bac2-4d74-ae81-7fbcfb3c6734","国械备20170040号","转移帽 Transfer Abutment","喜客瑞士股份有限公司 SIC invent AG","喜客医疗科技（上海）有限公司","A1722C1527F44F97B97014AF827D482C","转移帽","SIC Transfer Abutment \"Safe on Four\" with Click",950732,"钛合金","C0702041390200207510","C07020413902002075100000007",null,"申报企业自主确认为非招标产品、非中选产品或中选部件的附件（如覆盖螺丝、中央螺丝等）产品之一"]
["356bec05-d173-11ea-a4d6-fa163e0a8baf","4262ba1d-bac2-4d74-ae81-7fbcfb3c6734","国械备20170040号","转移帽 Transfer Abutment","喜客瑞士股份有限公司 SIC invent AG","喜客医疗科技（上海）有限公司","A1722C1527F44F97B97014AF827D482C","转移帽","SIC Transfer Abutment \"Safe on Four\", reposition (incl. SIC Transfer Cap with Click)",936250,"钛合金","C0702041390200207510","C07020413902002075100000009",null,"申报企业自主确认为非招标产品、非中选产品或中选部件的附件（如覆盖螺丝、中央螺丝等）产品之一"]
["356bedc2-d173-11ea-a4d6-fa163e0a8baf","4262ba1d-bac2-4d74-ae81-7fbcfb3c6734","国械备20170040号","转移帽 Transfer Abutment","喜客瑞士股份有限公司 SIC invent AG","喜客医疗科技（上海）有限公司","A1722C1527F44F97B97014AF827D482C","转移帽","SIC Fixation Screw 22.5 mm, for Transfer Abutment, Open Tray Technique",936527,"钛合金","C0702041390200207510","C07020413902002075100000004",null,"申报企业自主确认为非招标产品、非中选产品或中选部件的附件（如覆盖螺丝、中央螺丝等）产品之一"]
["d75d57a7-9376-11eb-ac1c-fa163e311f19","4262ba1d-bac2-4d74-ae81-7fbcfb3c6734","国械备20170040号","转移帽 Transfer Abutment","喜客瑞士股份有限公司 SIC invent AG","喜客医疗科技（上海）有限公司","A1722C1527F44F97B97014AF827D482C","转移帽","SIC Transfer Cap DIA 3.3 mm with Click, blue",936034,"钛合金","C0702041390200207510","C07020413902002075100000049",null,"申报企业自主确认为非招标产品、非中选产品或中选部件的附件（如覆盖螺丝、中央螺丝等）产品之一"]
["d75f811c-9376-11eb-ac1c-fa163e311f19","4262ba1d-bac2-4d74-ae81-7fbcfb3c6734","国械备20170040号","转移帽 Transfer Abutment","喜客瑞士股份有限公司 SIC invent AG","喜客医疗科技（上海）有限公司","A1722C1527F44F97B97014AF827D482C","转移帽","SIC Transfer Cap DIA 4.2 mm with Click, red",936035,"钛合金","C0702041390200207510","C07020413902002075100000052",null,"申报企业自主确认为非招标产品、非中选产品或中选部件的附件（如覆盖螺丝、中央螺丝等）产品之一"]
["d7604b89-9376-11eb-ac1c-fa163e311f19","4262ba1d-bac2-4d74-ae81-7fbcfb3c6734","国械备20170040号","转移帽 Transfer Abutment","喜客瑞士股份有限公司 SIC invent AG","喜客医疗科技（上海）有限公司","A1722C1527F44F97B97014AF827D482C","转移帽","SIC Transfer Caps DIA 3.3 mm, 5 pieces",936030,"钛合金","C0702041390200207510","C07020413902002075100000054",null,"申报企业自主确认为非招标产品、非中选产品或中选部件的附件（如覆盖螺丝、中央螺丝等）产品之一"]
["d7613a8b-9376-11eb-ac1c-fa163e311f19","4262ba1d-bac2-4d74-ae81-7fbcfb3c6734","国械备20170040号","转移帽 Transfer Abutment","喜客瑞士股份有限公司 SIC invent AG","喜客医疗科技（上海）有限公司","A1722C1527F44F97B97014AF827D482C","转移帽","SIC Transfer Cap DIA 4.2 mm with Click, red",950493,"钛合金","C0702041390200207510","C07020413902002075100000060",null,"申报企业自主确认为非招标产品、非中选产品或中选部件的附件（如覆盖螺丝、中央螺丝等）产品之一"]
["d7615f1b-9376-11eb-ac1c-fa163e311f19","4262ba1d-bac2-4d74-ae81-7fbcfb3c6734","国械备20170040号","转移帽 Transfer Abutment","喜客瑞士股份有限公司 SIC invent AG","喜客医疗科技（上海）有限公司","A1722C1527F44F97B97014AF827D482C","转移帽","Locator Impression Post",935715,"钛合金","C0702041390200207510","C07020413902002075100000061",null,"申报企业自主确认为非招标产品、非中选产品或中选部件的附件（如覆盖螺丝、中央螺丝等）产品之一"]
["d7657da3-9376-11eb-ac1c-fa163e311f19","4262ba1d-bac2-4d74-ae81-7fbcfb3c6734","国械备20170040号","转移帽 Transfer Abutment","喜客瑞士股份有限公司 SIC invent AG","喜客医疗科技（上海）有限公司","A1722C1527F44F97B97014AF827D482C","转移帽","SIC Transfer Abutment \"Mini Multi-Unit\", reposition (incl. SIC Transfer Cap with Click)",936291,"钛合金","C0702041390200207510","C07020413902002075100000067",null,"申报企业自主确认为非招标产品、非中选产品或中选部件的附件（如覆盖螺丝、中央螺丝等）产品之一"]
["d7663c28-9376-11eb-ac1c-fa163e311f19","4262ba1d-bac2-4d74-ae81-7fbcfb3c6734","国械备20170040号","转移帽 Transfer Abutment","喜客瑞士股份有限公司 SIC invent AG","喜客医疗科技（上海）有限公司","A1722C1527F44F97B97014AF827D482C","转移帽","SIC Transfer Abutment \"Mini Multi-Unit\", Open Tray Technique (incl. SIC Fixation Screw 16.0 mm)",936292,"钛合金","C0702041390200207510","C07020413902002075100000068",null,"申报企业自主确认为非招标产品、非中选产品或中选部件的附件（如覆盖螺丝、中央螺丝等）产品之一"]
["d7671ddf-9376-11eb-ac1c-fa163e311f19","4262ba1d-bac2-4d74-ae81-7fbcfb3c6734","国械备20170040号","转移帽 Transfer Abutment","喜客瑞士股份有限公司 SIC invent AG","喜客医疗科技（上海）有限公司","A1722C1527F44F97B97014AF827D482C","转移帽","SIC Transfer Cap DIA 3.3 mm with Click, blue",950492,"钛合金","C0702041390200207510","C07020413902002075100000070",null,"申报企业自主确认为非招标产品、非中选产品或中选部件的附件（如覆盖螺丝、中央螺丝等）产品之一"]
["d767d94b-9376-11eb-ac1c-fa163e311f19","4262ba1d-bac2-4d74-ae81-7fbcfb3c6734","国械备20170040号","转移帽 Transfer Abutment","喜客瑞士股份有限公司 SIC invent AG","喜客医疗科技（上海）有限公司","A1722C1527F44F97B97014AF827D482C","转移帽","SIC Transfer Caps DIA 4.2 mm, 5 pieces",936031,"钛合金","C0702041390200207510","C07020413902002075100000071",null,"申报企业自主确认为非招标产品、非中选产品或中选部件的附件（如覆盖螺丝、中央螺丝等）产品之一"]
["688913cd-d22d-11ea-a4d6-fa163e0a8baf","deb53708702a4ed5841590f69f9a24e1","国械备20190261号","替代体 Analog","喜客瑞士股份有限公司 SIC invent AG","喜客医疗科技（上海）有限公司","5B92C5C754834237B1B28E32EA2FA762","替代体","SIC Soldering Implant Ø 4.2 mm, for Bar and Bridge Abutment",936692,"不锈钢或钛","C0702041390200307510","C07020413902003075100000010",null,"申报企业自主确认为非招标产品、非中选产品或中选部件的附件（如覆盖螺丝、中央螺丝等）产品之一"]
["688965e2-d22d-11ea-a4d6-fa163e0a8baf","deb53708702a4ed5841590f69f9a24e1","国械备20190261号","替代体 Analog","喜客瑞士股份有限公司 SIC invent AG","喜客医疗科技（上海）有限公司","5B92C5C754834237B1B28E32EA2FA762","替代体","SIC Lab Implant \"Mini Multi-Unit\"",936293,"不锈钢或钛","C0702041390200307510","C07020413902003075100000003",null,"申报企业自主确认为非招标产品、非中选产品或中选部件的附件（如覆盖螺丝、中央螺丝等）产品之一"]
["68896992-d22d-11ea-a4d6-fa163e0a8baf","deb53708702a4ed5841590f69f9a24e1","国械备20190261号","替代体 Analog","喜客瑞士股份有限公司 SIC invent AG","喜客医疗科技（上海）有限公司","5B92C5C754834237B1B28E32EA2FA762","替代体","Locator® Lab Implant",935716,"不锈钢或钛","C0702041390200307510","C07020413902003075100000002",null,"申报企业自主确认为非招标产品、非中选产品或中选部件的附件（如覆盖螺丝、中央螺丝等）产品之一"]
["68896b1b-d22d-11ea-a4d6-fa163e0a8baf","deb53708702a4ed5841590f69f9a24e1","国械备20190261号","替代体 Analog","喜客瑞士股份有限公司 SIC invent AG","喜客医疗科技（上海）有限公司","5B92C5C754834237B1B28E32EA2FA762","替代体","Lab Implant for Ball and Socket Attachments",936610,"不锈钢或钛","C0702041390200307510","C07020413902003075100000001",null,"申报企业自主确认为非招标产品、非中选产品或中选部件的附件（如覆盖螺丝、中央螺丝等）产品之一"]
["68896c9e-d22d-11ea-a4d6-fa163e0a8baf","deb53708702a4ed5841590f69f9a24e1","国械备20190261号","替代体 Analog","喜客瑞士股份有限公司 SIC invent AG","喜客医疗科技（上海）有限公司","5B92C5C754834237B1B28E32EA2FA762","替代体","SIC Soldering Implant Ø 3.3 mm, for Bar and Bridge Abutment",936691,"不锈钢或钛","C0702041390200307510","C07020413902003075100000009",null,"申报企业自主确认为非招标产品、非中选产品或中选部件的附件（如覆盖螺丝、中央螺丝等）产品之一"]
["6889889d-d22d-11ea-a4d6-fa163e0a8baf","deb53708702a4ed5841590f69f9a24e1","国械备20190261号","替代体 Analog","喜客瑞士股份有限公司 SIC invent AG","喜客医疗科技（上海）有限公司","5B92C5C754834237B1B28E32EA2FA762","替代体","SIC Lab Implant \"Safe on Four\"",936251,"不锈钢或钛","C0702041390200307510","C07020413902003075100000004",null,"申报企业自主确认为非招标产品、非中选产品或中选部件的附件（如覆盖螺丝、中央螺丝等）产品之一"]
["6dde89e7-9d9d-11e9-b4ed-fa163e0a8baf","e0379c0e-99c2-11e9-b4ed-fa163e0a8baf","国械备20140366","牙科种植定位器 Dental Implantation Locator","Alpha-Bio Tec. LTD 阿尔法生物科技有限公司","卡瓦盛邦（上海）牙科医疗器械有限公司","291698d9-9d9d-11e9-b4ed-fa163e0a8baf","牙科种植定位器","Pro Screw For Open Tray Transfer TCT-N/TSA-N",6012,"不锈钢","C0702041390200505456","C07020413902005054560000001",null,"申报企业自主确认为非招标产品、非中选产品或中选部件的附件（如覆盖螺丝、中央螺丝等）产品之一"]
["6dde8cc1-9d9d-11e9-b4ed-fa163e0a8baf","e0379c0e-99c2-11e9-b4ed-fa163e0a8baf","国械备20140366","牙科种植定位器 Dental Implantation Locator","Alpha-Bio Tec. LTD 阿尔法生物科技有限公司","卡瓦盛邦（上海）牙科医疗器械有限公司","291698d9-9d9d-11e9-b4ed-fa163e0a8baf","牙科种植定位器","Screw for Closed Tray Transfer",5172,"不锈钢","C0702041390200505456","C07020413902005054560000002",null,"申报企业自主确认为非招标产品、非中选产品或中选部件的附件（如覆盖螺丝、中央螺丝等）产品之一"]
["dc8fa765-9d9e-11e9-b4ed-fa163e0a8baf","e0379c0e-99c2-11e9-b4ed-fa163e0a8baf","国械备20140366","牙科种植定位器 Dental Implantation Locator","Alpha-Bio Tec. LTD 阿尔法生物科技有限公司","卡瓦盛邦（上海）牙科医疗器械有限公司","a2d49820982211ecb3f890e2ba8d9d30","牙科种植定位器","Implant Analog D6.0mm",5290,"不锈钢","C0702041390200305456","C07020413902003054560000008",null,"申报企业自主确认为非招标产品、非中选产品或中选部件的附件（如覆盖螺丝、中央螺丝等）产品之一"]
["dc8fa850-9d9e-11e9-b4ed-fa163e0a8baf","e0379c0e-99c2-11e9-b4ed-fa163e0a8baf","国械备20140366","牙科种植定位器 Dental Implantation Locator","Alpha-Bio Tec. LTD 阿尔法生物科技有限公司","卡瓦盛邦（上海）牙科医疗器械有限公司","a2d49820982211ecb3f890e2ba8d9d30","牙科种植定位器","Arrow Implant Analog",2416,"不锈钢","C0702041390200305456","C07020413902003054560000009",null,"申报企业自主确认为非招标产品、非中选产品或中选部件的附件（如覆盖螺丝、中央螺丝等）产品之一"]
["e2efd32b-9d9a-11e9-b4ed-fa163e0a8baf","e0379c0e-99c2-11e9-b4ed-fa163e0a8baf","国械备20140366","牙科种植定位器 Dental Implantation Locator","Alpha-Bio Tec. LTD 阿尔法生物科技有限公司","卡瓦盛邦（上海）牙科医疗器械有限公司","a2d49820982211ecb3f890e2ba8d9d30","牙科种植定位器","Pro Analog for TCT-N",5211,"不锈钢","C0702041390200305456","C07020413902003054560000001",null,"申报企业自主确认为非招标产品、非中选产品或中选部件的附件（如覆盖螺丝、中央螺丝等）产品之一"]
["e2efd602-9d9a-11e9-b4ed-fa163e0a8baf","e0379c0e-99c2-11e9-b4ed-fa163e0a8baf","国械备20140366","牙科种植定位器 Dental Implantation Locator","Alpha-Bio Tec. LTD 阿尔法生物科技有限公司","卡瓦盛邦（上海）牙科医疗器械有限公司","a2d49820982211ecb3f890e2ba8d9d30","牙科种植定位器","Pro Analog for AUC-TSA-N",5214,"不锈钢","C0702041390200305456","C07020413902003054560000002",null,"申报企业自主确认为非招标产品、非中选产品或中选部件的附件（如覆盖螺丝、中央螺丝等）产品之一"]
["e2efd74b-9d9a-11e9-b4ed-fa163e0a8baf","e0379c0e-99c2-11e9-b4ed-fa163e0a8baf","国械备20140366","牙科种植定位器 Dental Implantation Locator","Alpha-Bio Tec. LTD 阿尔法生物科技有限公司","卡瓦盛邦（上海）牙科医疗器械有限公司","a2d49820982211ecb3f890e2ba8d9d30","牙科种植定位器","Pro Analog for AUC-TCT-N",5212,"不锈钢","C0702041390200305456","C07020413902003054560000003",null,"申报企业自主确认为非招标产品、非中选产品或中选部件的附件（如覆盖螺丝、中央螺丝等）产品之一"]
["e2efda3f-9d9a-11e9-b4ed-fa163e0a8baf","e0379c0e-99c2-11e9-b4ed-fa163e0a8baf","国械备20140366","牙科种植定位器 Dental Implantation Locator","Alpha-Bio Tec. LTD 阿尔法生物科技有限公司","卡瓦盛邦（上海）牙科医疗器械有限公司","a2d49820982211ecb3f890e2ba8d9d30","牙科种植定位器","Pro Analog for TSA-N",5213,"不锈钢","C0702041390200305456","C07020413902003054560000004",null,"申报企业自主确认为非招标产品、非中选产品或中选部件的附件（如覆盖螺丝、中央螺丝等）产品之一"]
["e2efdb41-9d9a-11e9-b4ed-fa163e0a8baf","e0379c0e-99c2-11e9-b4ed-fa163e0a8baf","国械备20140366","牙科种植定位器 Dental Implantation Locator","Alpha-Bio Tec. LTD 阿尔法生物科技有限公司","卡瓦盛邦（上海）牙科医疗器械有限公司","a2d49820982211ecb3f890e2ba8d9d30","牙科种植定位器","Implant Analog for ARRC","138-001","不锈钢","C0702041390200305456","C07020413902003054560000005",null,"申报企业自主确认为非招标产品、非中选产品或中选部件的附件（如覆盖螺丝、中央螺丝等）产品之一"]
["dc8fa03d-9d9e-11e9-b4ed-fa163e0a8baf","e0379c0e-99c2-11e9-b4ed-fa163e0a8baf","国械备20140366","牙科种植定位器 Dental Implantation Locator","Alpha-Bio Tec. LTD 阿尔法生物科技有限公司","卡瓦盛邦（上海）牙科医疗器械有限公司","a3613fc8982211ecb3f890e2ba8d9d30","牙科种植定位器","Pro Open Tray Transfer for TCT-N/AUC-TCT-N",5231,"不锈钢","C0702041390200205456","C07020413902002054560000007",null,"申报企业自主确认为非招标产品、非中选产品或中选部件的附件（如覆盖螺丝、中央螺丝等）产品之一"]
["dc8fa2f9-9d9e-11e9-b4ed-fa163e0a8baf","e0379c0e-99c2-11e9-b4ed-fa163e0a8baf","国械备20140366","牙科种植定位器 Dental Implantation Locator","Alpha-Bio Tec. LTD 阿尔法生物科技有限公司","卡瓦盛邦（上海）牙科医疗器械有限公司","a3613fc8982211ecb3f890e2ba8d9d30","牙科种植定位器","Pro Open Tray Abutment Transfer for TSA-N/AUC-TSA-N",5233,"不锈钢","C0702041390200205456","C07020413902002054560000008",null,"申报企业自主确认为非招标产品、非中选产品或中选部件的附件（如覆盖螺丝、中央螺丝等）产品之一"]
["dc8fa932-9d9e-11e9-b4ed-fa163e0a8baf","e0379c0e-99c2-11e9-b4ed-fa163e0a8baf","国械备20140366","牙科种植定位器 Dental Implantation Locator","Alpha-Bio Tec. LTD 阿尔法生物科技有限公司","卡瓦盛邦（上海）牙科医疗器械有限公司","a3613fc8982211ecb3f890e2ba8d9d30","牙科种植定位器","Pro Close Tray Transfer for TCT-N/TSA-N abutments",5235,"不锈钢","C0702041390200205456","C07020413902002054560000009",null,"申报企业自主确认为非招标产品、非中选产品或中选部件的附件（如覆盖螺丝、中央螺丝等）产品之一"]
["f5a745eb-9da0-11e9-b4ed-fa163e0a8baf","e0379c0e-99c2-11e9-b4ed-fa163e0a8baf","国械备20140366","牙科种植定位器 Dental Implantation Locator","Alpha-Bio Tec. LTD 阿尔法生物科技有限公司","卡瓦盛邦（上海）牙科医疗器械有限公司","a3613fc8982211ecb3f890e2ba8d9d30","牙科种植定位器","Closed Tray Transfer for ARRC","132-001","不锈钢","C0702041390200205456","C07020413902002054560000004",null,"申报企业自主确认为非招标产品、非中选产品或中选部件的附件（如覆盖螺丝、中央螺丝等）产品之一"]
["dc8fa44a-9d9e-11e9-b4ed-fa163e0a8baf","e0379c0e-99c2-11e9-b4ed-fa163e0a8baf","国械备20140366","牙科种植定位器 Dental Implantation Locator","Alpha-Bio Tec. LTD 阿尔法生物科技有限公司","卡瓦盛邦（上海）牙科医疗器械有限公司","f39f65db-9d9d-11e9-b4ed-fa163e0a8baf","牙科种植定位器","Tapered Plastic Sleeve Anti Rotation",6070,"不锈钢","C0702041390100305456","C07020413901003054560000001",null,"申报企业自主确认为非招标产品、非中选产品或中选部件的附件（如覆盖螺丝、中央螺丝等）产品之一"]
["2587e3f8-3381-11eb-abe2-fa163e311f19","3c9f50ed-f8a7-11ea-bf70-fa163e0a8baf","国械注进20163170990","牙科基台Abutments","阿尔法生物科技有限公司 Alpha-Bio Tec. LTD","卡瓦盛邦（上海）牙科医疗器械有限公司","9136e10a-32ea-11eb-abe2-fa163e311f19","牙科基台","Straight Titanium Abutment L 6.0mm","TSA 6","钛合金","C0702021380400105456","C07020213804001054560000008","0107290106784604","申报企业自主确认为非招标产品、非中选产品或中选部件的附件（如覆盖螺丝、中央螺丝等）产品之一"]
["2590fefd-3381-11eb-abe2-fa163e311f19","3c9f50ed-f8a7-11ea-bf70-fa163e0a8baf","国械注进20163170990","牙科基台Abutments","阿尔法生物科技有限公司 Alpha-Bio Tec. LTD","卡瓦盛邦（上海）牙科医疗器械有限公司","9136e10a-32ea-11eb-abe2-fa163e311f19","牙科基台","Straight Titanium Abutment L 2.5mm","TSA 2.5","钛合金","C0702021380400105456","C07020213804001054560000009","0107290106784567","申报企业自主确认为非招标产品、非中选产品或中选部件的附件（如覆盖螺丝、中央螺丝等）产品之一"]
["2591ba5c-3381-11eb-abe2-fa163e311f19","3c9f50ed-f8a7-11ea-bf70-fa163e0a8baf","国械注进20163170990","牙科基台Abutments","阿尔法生物科技有限公司 Alpha-Bio Tec. LTD","卡瓦盛邦（上海）牙科医疗器械有限公司","9136e10a-32ea-11eb-abe2-fa163e311f19","牙科基台","Straight Titanium Abutment L 4.0mm","TSA 4","钛合金","C0702021380400105456","C07020213804001054560000011","0107290106784581","申报企业自主确认为非招标产品、非中选产品或中选部件的附件（如覆盖螺丝、中央螺丝等）产品之一"]
["2591edff-3381-11eb-abe2-fa163e311f19","3c9f50ed-f8a7-11ea-bf70-fa163e0a8baf","国械注进20163170990","牙科基台Abutments","阿尔法生物科技有限公司 Alpha-Bio Tec. LTD","卡瓦盛邦（上海）牙科医疗器械有限公司","9136e10a-32ea-11eb-abe2-fa163e311f19","牙科基台","Straight Titanium Abutment L 3.0mm","TSA 3","钛合金","C0702021380400105456","C07020213804001054560000012","0107290106784574","申报企业自主确认为非招标产品、非中选产品或中选部件的附件（如覆盖螺丝、中央螺丝等）产品之一"]
["2591f3b4-3381-11eb-abe2-fa163e311f19","3c9f50ed-f8a7-11ea-bf70-fa163e0a8baf","国械注进20163170990","牙科基台Abutments","阿尔法生物科技有限公司 Alpha-Bio Tec. LTD","卡瓦盛邦（上海）牙科医疗器械有限公司","9136e10a-32ea-11eb-abe2-fa163e311f19","牙科基台","Straight Titanium Abutment L 5.0mm","TSA 5","钛合金","C0702021380400105456","C07020213804001054560000013","0107290106784598","申报企业自主确认为非招标产品、非中选产品或中选部件的附件（如覆盖螺丝、中央螺丝等）产品之一"]
["2591f887-3381-11eb-abe2-fa163e311f19","3c9f50ed-f8a7-11ea-bf70-fa163e0a8baf","国械注进20163170990","牙科基台Abutments","阿尔法生物科技有限公司 Alpha-Bio Tec. LTD","卡瓦盛邦（上海）牙科医疗器械有限公司","9136e10a-32ea-11eb-abe2-fa163e311f19","牙科基台","Titanium Casting Abutment D6.0mm","TLAB 6","钛合金","C0702021380400105456","C07020213804001054560000014","0107290106783850","申报企业自主确认为非招标产品、非中选产品或中选部件的附件（如覆盖螺丝、中央螺丝等）产品之一"]
["0f7cdae2-4f25-11ec-921a-0050568f9c84","3c9f50ed-f8a7-11ea-bf70-fa163e0a8baf","国械注进20163170990","牙科基台Abutments","阿尔法生物科技有限公司 Alpha-Bio Tec. LTD","卡瓦盛邦（上海）牙科医疗器械有限公司","a2ce00e2982211ecb3f890e2ba8d9d30","牙科基台","Pro Tapered Connection Abutment L2.5mm Pro 锥型连接基台L2.5mm","TCT＿2.5-N","钛合金","C0702021380100105456","C07020213801001054560000038",null,"申报企业自主确认为非招标产品、非中选产品或中选部件的附件（如覆盖螺丝、中央螺丝等）产品之一"]
["0f842b1d-4f25-11ec-921a-0050568f9c84","3c9f50ed-f8a7-11ea-bf70-fa163e0a8baf","国械注进20163170990","牙科基台Abutments","阿尔法生物科技有限公司 Alpha-Bio Tec. LTD","卡瓦盛邦（上海）牙科医疗器械有限公司","a2ce00e2982211ecb3f890e2ba8d9d30","牙科基台","Pro Tapered Connection Abutment L5.5mm Pro 锥型连接基台L5.5mm","TCT＿5.5-N","钛合金","C0702021380100105456","C07020213801001054560000039",null,"申报企业自主确认为非招标产品、非中选产品或中选部件的附件（如覆盖螺丝、中央螺丝等）产品之一"]
["0f860553-4f25-11ec-921a-0050568f9c84","3c9f50ed-f8a7-11ea-bf70-fa163e0a8baf","国械注进20163170990","牙科基台Abutments","阿尔法生物科技有限公司 Alpha-Bio Tec. LTD","卡瓦盛邦（上海）牙科医疗器械有限公司","a2ce00e2982211ecb3f890e2ba8d9d30","牙科基台","Pro Tapered Connection Abutment L0.5mm Pro 锥型连接基台L0.5mm","TCT＿0.5-N","钛合金","C0702021380100105456","C07020213801001054560000040",null,"申报企业自主确认为非招标产品、非中选产品或中选部件的附件（如覆盖螺丝、中央螺丝等）产品之一"]
["0f87652f-4f25-11ec-921a-0050568f9c84","3c9f50ed-f8a7-11ea-bf70-fa163e0a8baf","国械注进20163170990","牙科基台Abutments","阿尔法生物科技有限公司 Alpha-Bio Tec. LTD","卡瓦盛邦（上海）牙科医疗器械有限公司","a2ce00e2982211ecb3f890e2ba8d9d30","牙科基台","Pro Tapered Connection Abutment L4.5mm Pro 锥型连接基台L4.5mm","TCT＿4.5-N","钛合金","C0702021380100105456","C07020213801001054560000041",null,"申报企业自主确认为非招标产品、非中选产品或中选部件的附件（如覆盖螺丝、中央螺丝等）产品之一"]
["0f88693b-4f25-11ec-921a-0050568f9c84","3c9f50ed-f8a7-11ea-bf70-fa163e0a8baf","国械注进20163170990","牙科基台Abutments","阿尔法生物科技有限公司 Alpha-Bio Tec. LTD","卡瓦盛邦（上海）牙科医疗器械有限公司","a2ce00e2982211ecb3f890e2ba8d9d30","牙科基台","Pro Tapered Connection Abutment L1.5mm Pro 锥型连接基台L1.5mm","TCT＿1.5-N","钛合金","C0702021380100105456","C07020213801001054560000042",null,"申报企业自主确认为非招标产品、非中选产品或中选部件的附件（如覆盖螺丝、中央螺丝等）产品之一"]
["0f8add0c-4f25-11ec-921a-0050568f9c84","3c9f50ed-f8a7-11ea-bf70-fa163e0a8baf","国械注进20163170990","牙科基台Abutments","阿尔法生物科技有限公司 Alpha-Bio Tec. LTD","卡瓦盛邦（上海）牙科医疗器械有限公司","a2ce00e2982211ecb3f890e2ba8d9d30","牙科基台","Pro Tapered Connection Abutment L3.5mm Pro 锥型连接基台L3.5mm","TCT＿3.5-N","钛合金","C0702021380100105456","C07020213801001054560000043",null,"申报企业自主确认为非招标产品、非中选产品或中选部件的附件（如覆盖螺丝、中央螺丝等）产品之一"]
["1e02d40d-337c-11eb-abe2-fa163e311f19","3c9f50ed-f8a7-11ea-bf70-fa163e0a8baf","国械注进20163170990","牙科基台Abutments","阿尔法生物科技有限公司 Alpha-Bio Tec. LTD","卡瓦盛邦（上海）牙科医疗器械有限公司","a2ce00e2982211ecb3f890e2ba8d9d30","牙科基台","Screw Ball Attachment for ARRC L1.0mm","SBC1","钛合金","C0702021380100105456","C07020213801001054560000050","0107290106781559","申报企业自主确认为非招标产品、非中选产品或中选部件的附件（如覆盖螺丝、中央螺丝等）产品之一"]
["1e044aca-337c-11eb-abe2-fa163e311f19","3c9f50ed-f8a7-11ea-bf70-fa163e0a8baf","国械注进20163170990","牙科基台Abutments","阿尔法生物科技有限公司 Alpha-Bio Tec. LTD","卡瓦盛邦（上海）牙科医疗器械有限公司","a2ce00e2982211ecb3f890e2ba8d9d30","牙科基台","Screw Ball Attachment for ARRC L4.0mm","SBC4","钛合金","C0702021380100105456","C07020213801001054560000051","0107290106781634","申报企业自主确认为非招标产品、非中选产品或中选部件的附件（如覆盖螺丝、中央螺丝等）产品之一"]
["1e0d1e11-337c-11eb-abe2-fa163e311f19","3c9f50ed-f8a7-11ea-bf70-fa163e0a8baf","国械注进20163170990","牙科基台Abutments","阿尔法生物科技有限公司 Alpha-Bio Tec. LTD","卡瓦盛邦（上海）牙科医疗器械有限公司","a2ce00e2982211ecb3f890e2ba8d9d30","牙科基台","Screw Ball Attachment for ARRC L0.5mm","SBC","钛合金","C0702021380100105456","C07020213801001054560000052","0107290106781542","申报企业自主确认为非招标产品、非中选产品或中选部件的附件（如覆盖螺丝、中央螺丝等）产品之一"]
["1e160a25-337c-11eb-abe2-fa163e311f19","3c9f50ed-f8a7-11ea-bf70-fa163e0a8baf","国械注进20163170990","牙科基台Abutments","阿尔法生物科技有限公司 Alpha-Bio Tec. LTD","卡瓦盛邦（上海）牙科医疗器械有限公司","a2ce00e2982211ecb3f890e2ba8d9d30","牙科基台","Screw Ball Attachment for ARRC L2.0mm","SBC2","钛合金","C0702021380100105456","C07020213801001054560000053","0107290106781566","申报企业自主确认为非招标产品、非中选产品或中选部件的附件（如覆盖螺丝、中央螺丝等）产品之一"]
["3a64aeef-3395-11eb-abe2-fa163e311f19","3c9f50ed-f8a7-11ea-bf70-fa163e0a8baf","国械注进20163170990","牙科基台Abutments","阿尔法生物科技有限公司 Alpha-Bio Tec. LTD","卡瓦盛邦（上海）牙科医疗器械有限公司","a2ce00e2982211ecb3f890e2ba8d9d30","牙科基台","Titanium Ball Abutment L4.0mm","TB 4","钛合金","C0702021380100105456","C07020213801001054560000054","0107290106784659","申报企业自主确认为非招标产品、非中选产品或中选部件的附件（如覆盖螺丝、中央螺丝等）产品之一"]
["3a6c6f79-3395-11eb-abe2-fa163e311f19","3c9f50ed-f8a7-11ea-bf70-fa163e0a8baf","国械注进20163170990","牙科基台Abutments","阿尔法生物科技有限公司 Alpha-Bio Tec. LTD","卡瓦盛邦（上海）牙科医疗器械有限公司","a2ce00e2982211ecb3f890e2ba8d9d30","牙科基台","Titanium Ball Abutment L5.0mm","TB 5","钛合金","C0702021380100105456","C07020213801001054560000055","0107290106784727","申报企业自主确认为非招标产品、非中选产品或中选部件的附件（如覆盖螺丝、中央螺丝等）产品之一"]
["3a755d3e-3395-11eb-abe2-fa163e311f19","3c9f50ed-f8a7-11ea-bf70-fa163e0a8baf","国械注进20163170990","牙科基台Abutments","阿尔法生物科技有限公司 Alpha-Bio Tec. LTD","卡瓦盛邦（上海）牙科医疗器械有限公司","a2ce00e2982211ecb3f890e2ba8d9d30","牙科基台","Titanium Ball Abutment L 0.5mm","TB 0.5","钛合金","C0702021380100105456","C07020213801001054560000056","0107290106784710","申报企业自主确认为非招标产品、非中选产品或中选部件的附件（如覆盖螺丝、中央螺丝等）产品之一"]
["3a7bd9f0-3395-11eb-abe2-fa163e311f19","3c9f50ed-f8a7-11ea-bf70-fa163e0a8baf","国械注进20163170990","牙科基台Abutments","阿尔法生物科技有限公司 Alpha-Bio Tec. LTD","卡瓦盛邦（上海）牙科医疗器械有限公司","a2ce00e2982211ecb3f890e2ba8d9d30","牙科基台","Titanium Ball Abutment L6.0mm","TB 6","钛合金","C0702021380100105456","C07020213801001054560000057","0107290106784741","申报企业自主确认为非招标产品、非中选产品或中选部件的附件（如覆盖螺丝、中央螺丝等）产品之一"]
["3a7c1765-3395-11eb-abe2-fa163e311f19","3c9f50ed-f8a7-11ea-bf70-fa163e0a8baf","国械注进20163170990","牙科基台Abutments","阿尔法生物科技有限公司 Alpha-Bio Tec. LTD","卡瓦盛邦（上海）牙科医疗器械有限公司","a2ce00e2982211ecb3f890e2ba8d9d30","牙科基台","Titanium Ball Abutment L3.0mm","TB 3","钛合金","C0702021380100105456","C07020213801001054560000058","0107290106784734","申报企业自主确认为非招标产品、非中选产品或中选部件的附件（如覆盖螺丝、中央螺丝等）产品之一"]
["3a836b11-3395-11eb-abe2-fa163e311f19","3c9f50ed-f8a7-11ea-bf70-fa163e0a8baf","国械注进20163170990","牙科基台Abutments","阿尔法生物科技有限公司 Alpha-Bio Tec. LTD","卡瓦盛邦（上海）牙科医疗器械有限公司","a2ce00e2982211ecb3f890e2ba8d9d30","牙科基台","Titanium Ball Abutment L2.0mm","TB 2","钛合金","C0702021380100105456","C07020213801001054560000059","0107290106784642","申报企业自主确认为非招标产品、非中选产品或中选部件的附件（如覆盖螺丝、中央螺丝等）产品之一"]
["5673a68c-337e-11eb-abe2-fa163e311f19","3c9f50ed-f8a7-11ea-bf70-fa163e0a8baf","国械注进20163170990","牙科基台Abutments","阿尔法生物科技有限公司 Alpha-Bio Tec. LTD","卡瓦盛邦（上海）牙科医疗器械有限公司","a2ce00e2982211ecb3f890e2ba8d9d30","牙科基台","Tapered Connection Abutment L1.5mm","TCT 1.5","钛合金","C0702021380100105456","C07020213801001054560000021","0107290106784888","申报企业自主确认为非招标产品、非中选产品或中选部件的附件（如覆盖螺丝、中央螺丝等）产品之一"]
["567411b9-337e-11eb-abe2-fa163e311f19","3c9f50ed-f8a7-11ea-bf70-fa163e0a8baf","国械注进20163170990","牙科基台Abutments","阿尔法生物科技有限公司 Alpha-Bio Tec. LTD","卡瓦盛邦（上海）牙科医疗器械有限公司","a2ce00e2982211ecb3f890e2ba8d9d30","牙科基台","Tapered Connection Abutment L2.5mm","TCT 2.5","钛合金","C0702021380100105456","C07020213801001054560000022","0107290106784895","申报企业自主确认为非招标产品、非中选产品或中选部件的附件（如覆盖螺丝、中央螺丝等）产品之一"]
["56768a8c-337e-11eb-abe2-fa163e311f19","3c9f50ed-f8a7-11ea-bf70-fa163e0a8baf","国械注进20163170990","牙科基台Abutments","阿尔法生物科技有限公司 Alpha-Bio Tec. LTD","卡瓦盛邦（上海）牙科医疗器械有限公司","a2ce00e2982211ecb3f890e2ba8d9d30","牙科基台","Tapered Connection Abutment L0.5mm","TCT 0.5","钛合金","C0702021380100105456","C07020213801001054560000023","0107290106784871","申报企业自主确认为非招标产品、非中选产品或中选部件的附件（如覆盖螺丝、中央螺丝等）产品之一"]
["6ee00ce4-337e-11eb-abe2-fa163e311f19","3c9f50ed-f8a7-11ea-bf70-fa163e0a8baf","国械注进20163170990","牙科基台Abutments","阿尔法生物科技有限公司 Alpha-Bio Tec. LTD","卡瓦盛邦（上海）牙科医疗器械有限公司","a2ce00e2982211ecb3f890e2ba8d9d30","牙科基台","Ball Attachment for TSA & TCT","SB","钛合金","C0702021380100105456","C07020213801001054560000060","0107290106784635","申报企业自主确认为非招标产品、非中选产品或中选部件的附件（如覆盖螺丝、中央螺丝等）产品之一"]
["8cfefd5b-3380-11eb-abe2-fa163e311f19","3c9f50ed-f8a7-11ea-bf70-fa163e0a8baf","国械注进20163170990","牙科基台Abutments","阿尔法生物科技有限公司 Alpha-Bio Tec. LTD","卡瓦盛邦（上海）牙科医疗器械有限公司","a2ce00e2982211ecb3f890e2ba8d9d30","牙科基台","Straight Titanium Abutment for ARRC","TLARC","钛合金","C0702021380100105456","C07020213801001054560000062","0107290106783881","申报企业自主确认为非招标产品、非中选产品或中选部件的附件（如覆盖螺丝、中央螺丝等）产品之一"]
["8cff02fe-3380-11eb-abe2-fa163e311f19","3c9f50ed-f8a7-11ea-bf70-fa163e0a8baf","国械注进20163170990","牙科基台Abutments","阿尔法生物科技有限公司 Alpha-Bio Tec. LTD","卡瓦盛邦（上海）牙科医疗器械有限公司","a2ce00e2982211ecb3f890e2ba8d9d30","牙科基台","Titanium Abutment for ARRP","TLARP","钛合金","C0702021380100105456","C07020213801001054560000064","0107290106781498","申报企业自主确认为非招标产品、非中选产品或中选部件的附件（如覆盖螺丝、中央螺丝等）产品之一"]
["8d382b24-3380-11eb-abe2-fa163e311f19","3c9f50ed-f8a7-11ea-bf70-fa163e0a8baf","国械注进20163170990","牙科基台Abutments","阿尔法生物科技有限公司 Alpha-Bio Tec. LTD","卡瓦盛邦（上海）牙科医疗器械有限公司","a2ce00e2982211ecb3f890e2ba8d9d30","牙科基台","Titanium Casting Abutment","TLAB","钛合金","C0702021380100105456","C07020213801001054560000073","0107290106783553","申报企业自主确认为非招标产品、非中选产品或中选部件的附件（如覆盖螺丝、中央螺丝等）产品之一"]
["8d40c8ba-3380-11eb-abe2-fa163e311f19","3c9f50ed-f8a7-11ea-bf70-fa163e0a8baf","国械注进20163170990","牙科基台Abutments","阿尔法生物科技有限公司 Alpha-Bio Tec. LTD","卡瓦盛邦（上海）牙科医疗器械有限公司","a2ce00e2982211ecb3f890e2ba8d9d30","牙科基台","Zirconium Abutment Adapter","HBZ","钛合金","C0702021380100105456","C07020213801001054560000075","0107290106784383","申报企业自主确认为非招标产品、非中选产品或中选部件的附件（如覆盖螺丝、中央螺丝等）产品之一"]
["95ac6cd7-338f-11eb-abe2-fa163e311f19","3c9f50ed-f8a7-11ea-bf70-fa163e0a8baf","国械注进20163170990","牙科基台Abutments","阿尔法生物科技有限公司 Alpha-Bio Tec. LTD","卡瓦盛邦（上海）牙科医疗器械有限公司","a2ce00e2982211ecb3f890e2ba8d9d30","牙科基台","Esthetic Straight Titanium Abutment Cuff H2.0mm","ETLA2","钛合金","C0702021380100105456","C07020213801001054560000082","0107290106783782","申报企业自主确认为非招标产品、非中选产品或中选部件的附件（如覆盖螺丝、中央螺丝等）产品之一"]
["34655100-4f25-11ec-921a-0050568f9c84","3c9f50ed-f8a7-11ea-bf70-fa163e0a8baf","国械注进20163170990","牙科基台Abutments","阿尔法生物科技有限公司 Alpha-Bio Tec. LTD","卡瓦盛邦（上海）牙科医疗器械有限公司","a2e1ee46982211ecb3f890e2ba8d9d30","牙科基台","Pro Healing Abutment L6mm for TCT-N/AUC-TCT-N TCT 愈合基台L6mm","HCT＿6-N","钛合金","C0702031380100005456","C07020313801000054560000038",null,"申报企业自主确认为非招标产品、非中选产品或中选部件的附件（如覆盖螺丝、中央螺丝等）产品之一"]
["346dccac-4f25-11ec-921a-0050568f9c84","3c9f50ed-f8a7-11ea-bf70-fa163e0a8baf","国械注进20163170990","牙科基台Abutments","阿尔法生物科技有限公司 Alpha-Bio Tec. LTD","卡瓦盛邦（上海）牙科医疗器械有限公司","a2e1ee46982211ecb3f890e2ba8d9d30","牙科基台","Pro Healing Abutment L4mm for TCT-N/AUC-TCT-N TCT 愈合基台L4mm","HCT＿4-N","钛合金","C0702031380100005456","C07020313801000054560000040",null,"申报企业自主确认为非招标产品、非中选产品或中选部件的附件（如覆盖螺丝、中央螺丝等）产品之一"]
["3c448e18-337c-11eb-abe2-fa163e311f19","3c9f50ed-f8a7-11ea-bf70-fa163e0a8baf","国械注进20163170990","牙科基台Abutments","阿尔法生物科技有限公司 Alpha-Bio Tec. LTD","卡瓦盛邦（上海）牙科医疗器械有限公司","a2e1ee46982211ecb3f890e2ba8d9d30","牙科基台","Healing Cover for TCT","HCT","钛合金","C0702031380100005456","C07020313801000054560000016","0107290106784925","申报企业自主确认为非招标产品、非中选产品或中选部件的附件（如覆盖螺丝、中央螺丝等）产品之一"]
["3c4c48c2-337c-11eb-abe2-fa163e311f19","3c9f50ed-f8a7-11ea-bf70-fa163e0a8baf","国械注进20163170990","牙科基台Abutments","阿尔法生物科技有限公司 Alpha-Bio Tec. LTD","卡瓦盛邦（上海）牙科医疗器械有限公司","a2e1ee46982211ecb3f890e2ba8d9d30","牙科基台","Healing Cover for TCT with SB","HCTB","钛合金","C0702031380100005456","C07020313801000054560000017","0107290106784932","申报企业自主确认为非招标产品、非中选产品或中选部件的附件（如覆盖螺丝、中央螺丝等）产品之一"]
["88bd009e-3381-11eb-abe2-fa163e311f19","3c9f50ed-f8a7-11ea-bf70-fa163e0a8baf","国械注进20163170990","牙科基台Abutments","阿尔法生物科技有限公司 Alpha-Bio Tec. LTD","卡瓦盛邦（上海）牙科医疗器械有限公司","a2e1ee46982211ecb3f890e2ba8d9d30","牙科基台","Straight Titanium Recovery Abutment Rotation","TCAB","钛合金","C0702031380100005456","C07020313801000054560000030","0107290106783386","申报企业自主确认为非招标产品、非中选产品或中选部件的附件（如覆盖螺丝、中央螺丝等）产品之一"]
["2c1d4352-3382-11eb-abe2-fa163e311f19","3c9f50ed-f8a7-11ea-bf70-fa163e0a8baf","国械注进20163170990","牙科基台Abutments","阿尔法生物科技有限公司 Alpha-Bio Tec. LTD","卡瓦盛邦（上海）牙科医疗器械有限公司","a2ecdf15982211ecb3f890e2ba8d9d30","牙科基台","Screw for HBC L1.5mm","LS1.5","钛合金","C0702041390200505456","C07020413902005054560000017","0107290106784406","申报企业自主确认为非招标产品、非中选产品或中选部件的附件（如覆盖螺丝、中央螺丝等）产品之一"]
["2c26dc87-3382-11eb-abe2-fa163e311f19","3c9f50ed-f8a7-11ea-bf70-fa163e0a8baf","国械注进20163170990","牙科基台Abutments","阿尔法生物科技有限公司 Alpha-Bio Tec. LTD","卡瓦盛邦（上海）牙科医疗器械有限公司","a2ecdf15982211ecb3f890e2ba8d9d30","牙科基台","Zirconium Abutment Screw","SHBZ","钛合金","C0702041390200505456","C07020413902005054560000018","0107290106784420","申报企业自主确认为非招标产品、非中选产品或中选部件的附件（如覆盖螺丝、中央螺丝等）产品之一"]
["2c3dbbc2-3382-11eb-abe2-fa163e311f19","3c9f50ed-f8a7-11ea-bf70-fa163e0a8baf","国械注进20163170990","牙科基台Abutments","阿尔法生物科技有限公司 Alpha-Bio Tec. LTD","卡瓦盛邦（上海）牙科医疗器械有限公司","a2ecdf15982211ecb3f890e2ba8d9d30","牙科基台","Screw Fixation","SF","钛合金","C0702041390200505456","C07020413902005054560000019","0107290106784512","申报企业自主确认为非招标产品、非中选产品或中选部件的附件（如覆盖螺丝、中央螺丝等）产品之一"]
["2c3dbf90-3382-11eb-abe2-fa163e311f19","3c9f50ed-f8a7-11ea-bf70-fa163e0a8baf","国械注进20163170990","牙科基台Abutments","阿尔法生物科技有限公司 Alpha-Bio Tec. LTD","卡瓦盛邦（上海）牙科医疗器械有限公司","a2ecdf15982211ecb3f890e2ba8d9d30","牙科基台","Screw for HBC L2.5mm","LS 2.5","钛合金","C0702041390200505456","C07020413902005054560000020","0107290106784413","申报企业自主确认为非招标产品、非中选产品或中选部件的附件（如覆盖螺丝、中央螺丝等）产品之一"]
["2c3dc222-3382-11eb-abe2-fa163e311f19","3c9f50ed-f8a7-11ea-bf70-fa163e0a8baf","国械注进20163170990","牙科基台Abutments","阿尔法生物科技有限公司 Alpha-Bio Tec. LTD","卡瓦盛邦（上海）牙科医疗器械有限公司","a2ecdf15982211ecb3f890e2ba8d9d30","牙科基台","Screw for HBC L0.5mm","LS0.5","钛合金","C0702041390200505456","C07020413902005054560000021","0107290106784390","申报企业自主确认为非招标产品、非中选产品或中选部件的附件（如覆盖螺丝、中央螺丝等）产品之一"]
["7a665e3e-3382-11eb-abe2-fa163e311f19","3c9f50ed-f8a7-11ea-bf70-fa163e0a8baf","国械注进20163170990","牙科基台Abutments","阿尔法生物科技有限公司 Alpha-Bio Tec. LTD","卡瓦盛邦（上海）牙科医疗器械有限公司","a2ecdf15982211ecb3f890e2ba8d9d30","牙科基台","Retrieval Screw","RS","钛合金","C0702041390200505456","C07020413902005054560000008","0107290106783560","申报企业自主确认为非招标产品、非中选产品或中选部件的附件（如覆盖螺丝、中央螺丝等）产品之一"]
["8c1c8ac4-3391-11eb-abe2-fa163e311f19","3c9f50ed-f8a7-11ea-bf70-fa163e0a8baf","国械注进20163170990","牙科基台Abutments","阿尔法生物科技有限公司 Alpha-Bio Tec. LTD","卡瓦盛邦（上海）牙科医疗器械有限公司","a2ecdf15982211ecb3f890e2ba8d9d30","牙科基台","Short Titanium Abutment Screw L8.3mm","STLAS","钛合金","C0702041390200505456","C07020413902005054560000015","0107290106783584","申报企业自主确认为非招标产品、非中选产品或中选部件的附件（如覆盖螺丝、中央螺丝等）产品之一"]
["8c1c9b47-3391-11eb-abe2-fa163e311f19","3c9f50ed-f8a7-11ea-bf70-fa163e0a8baf","国械注进20163170990","牙科基台Abutments","阿尔法生物科技有限公司 Alpha-Bio Tec. LTD","卡瓦盛邦（上海）牙科医疗器械有限公司","a2ecdf15982211ecb3f890e2ba8d9d30","牙科基台","Short Titanium Abutment Screw L7.9mm","STLASS","钛合金","C0702041390200505456","C07020413902005054560000016","0107290106783614","申报企业自主确认为非招标产品、非中选产品或中选部件的附件（如覆盖螺丝、中央螺丝等）产品之一"]
["d473093e-4f24-11ec-921a-0050568f9c84","3c9f50ed-f8a7-11ea-bf70-fa163e0a8baf","国械注进20163170990","牙科基台Abutments","阿尔法生物科技有限公司 Alpha-Bio Tec. LTD","卡瓦盛邦（上海）牙科医疗器械有限公司","a2ecdf15982211ecb3f890e2ba8d9d30","牙科基台","Screw for direct mounting on screw retain 基台安装螺丝","S-DN-SR","钛合金","C0702041390200505456","C07020413902005054560000022",null,"申报企业自主确认为非招标产品、非中选产品或中选部件的附件（如覆盖螺丝、中央螺丝等）产品之一"]
["df667b8c-337c-11eb-abe2-fa163e311f19","3c9f50ed-f8a7-11ea-bf70-fa163e0a8baf","国械注进20163170990","牙科基台Abutments","阿尔法生物科技有限公司 Alpha-Bio Tec. LTD","卡瓦盛邦（上海）牙科医疗器械有限公司","a2ecdf15982211ecb3f890e2ba8d9d30","牙科基台","Torqfit Abutment Screw","STLAT","钛合金","C0702041390200505456","C07020413902005054560000010","0107290106783577","申报企业自主确认为非招标产品、非中选产品或中选部件的附件（如覆盖螺丝、中央螺丝等）产品之一"]
["df82fd80-337c-11eb-abe2-fa163e311f19","3c9f50ed-f8a7-11ea-bf70-fa163e0a8baf","国械注进20163170990","牙科基台Abutments","阿尔法生物科技有限公司 Alpha-Bio Tec. LTD","卡瓦盛邦（上海）牙科医疗器械有限公司","a2ecdf15982211ecb3f890e2ba8d9d30","牙科基台","Screw Fixation Torqfit","SFT","钛合金","C0702041390200505456","C07020413902005054560000011","0107290106784529","申报企业自主确认为非招标产品、非中选产品或中选部件的附件（如覆盖螺丝、中央螺丝等）产品之一"]
["bfb880f1-490e-11ed-9447-b4055d63f15c","3c9f50ed-f8a7-11ea-bf70-fa163e0a8baf","国械注进20163170990","牙科基台Abutments","阿尔法生物科技有限公司 Alpha-Bio Tec. LTD","卡瓦盛邦（上海）牙科医疗器械有限公司","a3cce36b-490e-11ed-9447-b4055d63f15c","牙科基台-临时基台","Temporary Titanium Abutment Anti Rotation","TLAC-AR",null,"C0702021380000205456","C07020213800002054560000001",null,"申报企业自主确认为非招标产品、非中选产品或中选部件的附件（如覆盖螺丝、中央螺丝等）产品之一"]
["cf9eaad6-490e-11ed-9447-b4055d63f15c","3c9f50ed-f8a7-11ea-bf70-fa163e0a8baf","国械注进20163170990","牙科基台Abutments","阿尔法生物科技有限公司 Alpha-Bio Tec. LTD","卡瓦盛邦（上海）牙科医疗器械有限公司","a3cce36b-490e-11ed-9447-b4055d63f15c","牙科基台-临时基台","Temporary Titanium Abutment Rotation","TLAC-R",null,"C0702021380000205456","C07020213800002054560000003",null,"申报企业自主确认为非招标产品、非中选产品或中选部件的附件（如覆盖螺丝、中央螺丝等）产品之一"]
["a280f861-a633-11eb-ac1c-fa163e311f19","fcc4bc06-a1b4-11eb-ac1c-fa163e311f19","国械注进20163171325","钛及钛合金基台与配件","登士柏种植体制造公司DENTSPLY Implants Manufacturing GmbH","登士柏西诺德牙科产品（上海）有限公司","39d05a8a-a566-11eb-ac1c-fa163e311f19","钛及钛合金基台与配件","L: 5.89mm D: 3.54mm 螺纹T: M1.8",25282,"纯钛;钛合金","C0702041390200106283","C07020413902001062830000023",null,"申报企业自主确认为非招标产品、非中选产品或中选部件的附件（如覆盖螺丝、中央螺丝等）产品之一"]
["a281320f-a633-11eb-ac1c-fa163e311f19","fcc4bc06-a1b4-11eb-ac1c-fa163e311f19","国械注进20163171325","钛及钛合金基台与配件","登士柏种植体制造公司DENTSPLY Implants Manufacturing GmbH","登士柏西诺德牙科产品（上海）有限公司","39d05a8a-a566-11eb-ac1c-fa163e311f19","钛及钛合金基台与配件","L: 6.23mm D: 4.14mm 螺纹T: M2",25283,"纯钛;钛合金","C0702041390200106283","C07020413902001062830000024",null,"申报企业自主确认为非招标产品、非中选产品或中选部件的附件（如覆盖螺丝、中央螺丝等）产品之一"]
["a2813518-a633-11eb-ac1c-fa163e311f19","fcc4bc06-a1b4-11eb-ac1c-fa163e311f19","国械注进20163171325","钛及钛合金基台与配件","登士柏种植体制造公司DENTSPLY Implants Manufacturing GmbH","登士柏西诺德牙科产品（上海）有限公司","39d05a8a-a566-11eb-ac1c-fa163e311f19","钛及钛合金基台与配件","L: 5.62mm D: 2.94mm 螺纹T: M1.6",25281,"纯钛;钛合金","C0702041390200106283","C07020413902001062830000025",null,"申报企业自主确认为非招标产品、非中选产品或中选部件的附件（如覆盖螺丝、中央螺丝等）产品之一"]
["a28137cc-a633-11eb-ac1c-fa163e311f19","fcc4bc06-a1b4-11eb-ac1c-fa163e311f19","国械注进20163171325","钛及钛合金基台与配件","登士柏种植体制造公司DENTSPLY Implants Manufacturing GmbH","登士柏西诺德牙科产品（上海）有限公司","39d05a8a-a566-11eb-ac1c-fa163e311f19","钛及钛合金基台与配件","L: 6.22mm D: 4.64mm 螺纹T: M2",25284,"纯钛;钛合金","C0702041390200106283","C07020413902001062830000026",null,"申报企业自主确认为非招标产品、非中选产品或中选部件的附件（如覆盖螺丝、中央螺丝等）产品之一"]
["a2813a50-a633-11eb-ac1c-fa163e311f19","fcc4bc06-a1b4-11eb-ac1c-fa163e311f19","国械注进20163171325","钛及钛合金基台与配件","登士柏种植体制造公司DENTSPLY Implants Manufacturing GmbH","登士柏西诺德牙科产品（上海）有限公司","39d05a8a-a566-11eb-ac1c-fa163e311f19","钛及钛合金基台与配件","L: 4.6mm D: 2.54mm 螺纹T: M1.4",25280,"纯钛;钛合金","C0702041390200106283","C07020413902001062830000027",null,"申报企业自主确认为非招标产品、非中选产品或中选部件的附件（如覆盖螺丝、中央螺丝等）产品之一"]
["4d999c83-7611-11ed-9447-b4055d63f15c","fcc4bc06-a1b4-11eb-ac1c-fa163e311f19","国械注进20163171325","钛及钛合金基台与配件","登士柏种植体制造公司DENTSPLY Implants Manufacturing GmbH","登士柏西诺德牙科产品（上海）有限公司","8ba21dfe-4aaf-11ed-9447-b4055d63f15c","钛及钛合金基台与配件-基台","L:6.75mm，D1:2mm，D2:3.5，T:M1.6，A：45°(直型基台，此角度为顶部连接部位角度)",24900,null,"C0702021380500106283","C07020213805001062830000133",null,"申报企业自主确认为非招标产品、非中选产品或中选部件的附件（如覆盖螺丝、中央螺丝等）产品之一"]
["4d9a00ec-7611-11ed-9447-b4055d63f15c","fcc4bc06-a1b4-11eb-ac1c-fa163e311f19","国械注进20163171325","钛及钛合金基台与配件","登士柏种植体制造公司DENTSPLY Implants Manufacturing GmbH","登士柏西诺德牙科产品（上海）有限公司","8ba21dfe-4aaf-11ed-9447-b4055d63f15c","钛及钛合金基台与配件-基台","L:9.1mm，D1:2mm，D2:3.5，T:M1.6，A：20°(直型基台，此角度为顶部连接部位角度)",24895,null,"C0702021380500106283","C07020213805001062830000134",null,"申报企业自主确认为非招标产品、非中选产品或中选部件的附件（如覆盖螺丝、中央螺丝等）产品之一"]
["4d9a1813-7611-11ed-9447-b4055d63f15c","fcc4bc06-a1b4-11eb-ac1c-fa163e311f19","国械注进20163171325","钛及钛合金基台与配件","登士柏种植体制造公司DENTSPLY Implants Manufacturing GmbH","登士柏西诺德牙科产品（上海）有限公司","8ba21dfe-4aaf-11ed-9447-b4055d63f15c","钛及钛合金基台与配件-基台","L:13.1mm，D1:2mm，D2:3.5，T:M1.6，A：20°(直型基台，此角度为顶部连接部位角度)",24897,null,"C0702021380500106283","C07020213805001062830000135",null,"申报企业自主确认为非招标产品、非中选产品或中选部件的附件（如覆盖螺丝、中央螺丝等）产品之一"]
["4d9a438b-7611-11ed-9447-b4055d63f15c","fcc4bc06-a1b4-11eb-ac1c-fa163e311f19","国械注进20163171325","钛及钛合金基台与配件","登士柏种植体制造公司DENTSPLY Implants Manufacturing GmbH","登士柏西诺德牙科产品（上海）有限公司","8ba21dfe-4aaf-11ed-9447-b4055d63f15c","钛及钛合金基台与配件-基台","L:7.75mm，D1:2mm，D2:3.5，T:M1.6，A：45°(直型基台，此角度为顶部连接部位角度)",24901,null,"C0702021380500106283","C07020213805001062830000137",null,"申报企业自主确认为非招标产品、非中选产品或中选部件的附件（如覆盖螺丝、中央螺丝等）产品之一"]
["4d9a46e0-7611-11ed-9447-b4055d63f15c","fcc4bc06-a1b4-11eb-ac1c-fa163e311f19","国械注进20163171325","钛及钛合金基台与配件","登士柏种植体制造公司DENTSPLY Implants Manufacturing GmbH","登士柏西诺德牙科产品（上海）有限公司","8ba21dfe-4aaf-11ed-9447-b4055d63f15c","钛及钛合金基台与配件-基台","L:11.1mm，D1:2mm，D2:3.5，T:M1.6，A：20°(直型基台，此角度为顶部连接部位角度)",24896,null,"C0702021380500106283","C07020213805001062830000138",null,"申报企业自主确认为非招标产品、非中选产品或中选部件的附件（如覆盖螺丝、中央螺丝等）产品之一"]
["4d9a4c39-7611-11ed-9447-b4055d63f15c","fcc4bc06-a1b4-11eb-ac1c-fa163e311f19","国械注进20163171325","钛及钛合金基台与配件","登士柏种植体制造公司DENTSPLY Implants Manufacturing GmbH","登士柏西诺德牙科产品（上海）有限公司","8ba21dfe-4aaf-11ed-9447-b4055d63f15c","钛及钛合金基台与配件-基台","L:15.1mm，D1:2mm，D2:3.5，T:M1.6，A：20°(直型基台，此角度为顶部连接部位角度)",24898,null,"C0702021380500106283","C07020213805001062830000140",null,"申报企业自主确认为非招标产品、非中选产品或中选部件的附件（如覆盖螺丝、中央螺丝等）产品之一"]
["4d9a4edc-7611-11ed-9447-b4055d63f15c","fcc4bc06-a1b4-11eb-ac1c-fa163e311f19","国械注进20163171325","钛及钛合金基台与配件","登士柏种植体制造公司DENTSPLY Implants Manufacturing GmbH","登士柏西诺德牙科产品（上海）有限公司","8ba21dfe-4aaf-11ed-9447-b4055d63f15c","钛及钛合金基台与配件-基台","L:10.25mm，D1:2.16mm，D2:3.5，T:M2，A：20°(直型基台，此角度为顶部连接部位角度)",24893,null,"C0702021380500106283","C07020213805001062830000141",null,"申报企业自主确认为非招标产品、非中选产品或中选部件的附件（如覆盖螺丝、中央螺丝等）产品之一"]
["4d9a5b4c-7611-11ed-9447-b4055d63f15c","fcc4bc06-a1b4-11eb-ac1c-fa163e311f19","国械注进20163171325","钛及钛合金基台与配件","登士柏种植体制造公司DENTSPLY Implants Manufacturing GmbH","登士柏西诺德牙科产品（上海）有限公司","8ba21dfe-4aaf-11ed-9447-b4055d63f15c","钛及钛合金基台与配件-基台","L:7.6mm，D1:2mm，D2:3.3，T:M1.6，A：45°(直型基台，此角度为顶部连接部位角度)",24899,null,"C0702021380500106283","C07020213805001062830000142",null,"申报企业自主确认为非招标产品、非中选产品或中选部件的附件（如覆盖螺丝、中央螺丝等）产品之一"]
["4d9a66e7-7611-11ed-9447-b4055d63f15c","fcc4bc06-a1b4-11eb-ac1c-fa163e311f19","国械注进20163171325","钛及钛合金基台与配件","登士柏种植体制造公司DENTSPLY Implants Manufacturing GmbH","登士柏西诺德牙科产品（上海）有限公司","8ba21dfe-4aaf-11ed-9447-b4055d63f15c","钛及钛合金基台与配件-基台","L:13.75mm，D1:2mm，D2:3.5，T:M1.6，A：45°(直型基台，此角度为顶部连接部位角度)",24904,null,"C0702021380500106283","C07020213805001062830000143",null,"申报企业自主确认为非招标产品、非中选产品或中选部件的附件（如覆盖螺丝、中央螺丝等）产品之一"]
["4d9a8970-7611-11ed-9447-b4055d63f15c","fcc4bc06-a1b4-11eb-ac1c-fa163e311f19","国械注进20163171325","钛及钛合金基台与配件","登士柏种植体制造公司DENTSPLY Implants Manufacturing GmbH","登士柏西诺德牙科产品（上海）有限公司","8ba21dfe-4aaf-11ed-9447-b4055d63f15c","钛及钛合金基台与配件-基台","L:8.1mm，D1:2mm，D2:3.5，T:M1.6，A：20°(直型基台，此角度为顶部连接部位角度)",24894,null,"C0702021380500106283","C07020213805001062830000145",null,"申报企业自主确认为非招标产品、非中选产品或中选部件的附件（如覆盖螺丝、中央螺丝等）产品之一"]
["4d9a9464-7611-11ed-9447-b4055d63f15c","fcc4bc06-a1b4-11eb-ac1c-fa163e311f19","国械注进20163171325","钛及钛合金基台与配件","登士柏种植体制造公司DENTSPLY Implants Manufacturing GmbH","登士柏西诺德牙科产品（上海）有限公司","8ba21dfe-4aaf-11ed-9447-b4055d63f15c","钛及钛合金基台与配件-基台","L:11.75mm，D1:2mm，D2:3.5，T:M1.6，A：45°(直型基台，此角度为顶部连接部位角度)",24903,null,"C0702021380500106283","C07020213805001062830000146",null,"申报企业自主确认为非招标产品、非中选产品或中选部件的附件（如覆盖螺丝、中央螺丝等）产品之一"]
["4d9aa2f2-7611-11ed-9447-b4055d63f15c","fcc4bc06-a1b4-11eb-ac1c-fa163e311f19","国械注进20163171325","钛及钛合金基台与配件","登士柏种植体制造公司DENTSPLY Implants Manufacturing GmbH","登士柏西诺德牙科产品（上海）有限公司","8ba21dfe-4aaf-11ed-9447-b4055d63f15c","钛及钛合金基台与配件-基台","L:9.75mm，D1:2mm，D2:3.5，T:M1.6，A：45°(直型基台，此角度为顶部连接部位角度)",24902,null,"C0702021380500106283","C07020213805001062830000149",null,"申报企业自主确认为非招标产品、非中选产品或中选部件的附件（如覆盖螺丝、中央螺丝等）产品之一"]
["df52ad01-4aaf-11ed-9447-b4055d63f15c","fcc4bc06-a1b4-11eb-ac1c-fa163e311f19","国械注进20163171325","钛及钛合金基台与配件","登士柏种植体制造公司DENTSPLY Implants Manufacturing GmbH","登士柏西诺德牙科产品（上海）有限公司","8ba21dfe-4aaf-11ed-9447-b4055d63f15c","钛及钛合金基台与配件-基台","L:9，3mm，D:2，92mm",24247,null,"C0702021380500106283","C07020213805001062830000078",null,"申报企业自主确认为非招标产品、非中选产品或中选部件的附件（如覆盖螺丝、中央螺丝等）产品之一"]
["df52f09a-4aaf-11ed-9447-b4055d63f15c","fcc4bc06-a1b4-11eb-ac1c-fa163e311f19","国械注进20163171325","钛及钛合金基台与配件","登士柏种植体制造公司DENTSPLY Implants Manufacturing GmbH","登士柏西诺德牙科产品（上海）有限公司","8ba21dfe-4aaf-11ed-9447-b4055d63f15c","钛及钛合金基台与配件-基台","L:16.4mm，D1:2.16mm，D2:3.5，T:M2，A：45°(直型基台，此角度为顶部连接部位角度)",24411,null,"C0702021380500106283","C07020213805001062830000080",null,"申报企业自主确认为非招标产品、非中选产品或中选部件的附件（如覆盖螺丝、中央螺丝等）产品之一"]
["df5320e6-4aaf-11ed-9447-b4055d63f15c","fcc4bc06-a1b4-11eb-ac1c-fa163e311f19","国械注进20163171325","钛及钛合金基台与配件","登士柏种植体制造公司DENTSPLY Implants Manufacturing GmbH","登士柏西诺德牙科产品（上海）有限公司","8ba21dfe-4aaf-11ed-9447-b4055d63f15c","钛及钛合金基台与配件-基台","L:13.95mm，D1:2.16mm，D2:3.5，T:M2，A：20°(直型基台，此角度为顶部连接部位角度)",24401,null,"C0702021380500106283","C07020213805001062830000083",null,"申报企业自主确认为非招标产品、非中选产品或中选部件的附件（如覆盖螺丝、中央螺丝等）产品之一"]
["df532aa1-4aaf-11ed-9447-b4055d63f15c","fcc4bc06-a1b4-11eb-ac1c-fa163e311f19","国械注进20163171325","钛及钛合金基台与配件","登士柏种植体制造公司DENTSPLY Implants Manufacturing GmbH","登士柏西诺德牙科产品（上海）有限公司","8ba21dfe-4aaf-11ed-9447-b4055d63f15c","钛及钛合金基台与配件-基台","L:9.4mm，D1:2.16mm，D2:3.5，T:M2，A：45°(直型基台，此角度为顶部连接部位角度)",24407,null,"C0702021380500106283","C07020213805001062830000085",null,"申报企业自主确认为非招标产品、非中选产品或中选部件的附件（如覆盖螺丝、中央螺丝等）产品之一"]
["df533564-4aaf-11ed-9447-b4055d63f15c","fcc4bc06-a1b4-11eb-ac1c-fa163e311f19","国械注进20163171325","钛及钛合金基台与配件","登士柏种植体制造公司DENTSPLY Implants Manufacturing GmbH","登士柏西诺德牙科产品（上海）有限公司","8ba21dfe-4aaf-11ed-9447-b4055d63f15c","钛及钛合金基台与配件-基台","L:11.75mm，D1:2.16mm，D2:3.5，T:M2，A：20°(直型基台，此角度为顶部连接部位角度)",24400,null,"C0702021380500106283","C07020213805001062830000087",null,"申报企业自主确认为非招标产品、非中选产品或中选部件的附件（如覆盖螺丝、中央螺丝等）产品之一"]
["df5372c1-4aaf-11ed-9447-b4055d63f15c","fcc4bc06-a1b4-11eb-ac1c-fa163e311f19","国械注进20163171325","钛及钛合金基台与配件","登士柏种植体制造公司DENTSPLY Implants Manufacturing GmbH","登士柏西诺德牙科产品（上海）有限公司","8ba21dfe-4aaf-11ed-9447-b4055d63f15c","钛及钛合金基台与配件-基台","Length:9，5mm，Diameter:2，3mm",24606,null,"C0702021380500106283","C07020213805001062830000089",null,"申报企业自主确认为非招标产品、非中选产品或中选部件的附件（如覆盖螺丝、中央螺丝等）产品之一"]
["df537990-4aaf-11ed-9447-b4055d63f15c","fcc4bc06-a1b4-11eb-ac1c-fa163e311f19","国械注进20163171325","钛及钛合金基台与配件","登士柏种植体制造公司DENTSPLY Implants Manufacturing GmbH","登士柏西诺德牙科产品（上海）有限公司","8ba21dfe-4aaf-11ed-9447-b4055d63f15c","钛及钛合金基台与配件-基台","Length:7，2mm，Diameter:2，3mm",24347,null,"C0702021380500106283","C07020213805001062830000090",null,"申报企业自主确认为非招标产品、非中选产品或中选部件的附件（如覆盖螺丝、中央螺丝等）产品之一"]
["df5398a9-4aaf-11ed-9447-b4055d63f15c","fcc4bc06-a1b4-11eb-ac1c-fa163e311f19","国械注进20163171325","钛及钛合金基台与配件","登士柏种植体制造公司DENTSPLY Implants Manufacturing GmbH","登士柏西诺德牙科产品（上海）有限公司","8ba21dfe-4aaf-11ed-9447-b4055d63f15c","钛及钛合金基台与配件-基台","L:8.9mm，D1:2.16mm，D2:3.5，T:M2，A：20°(直型基台，此角度为顶部连接部位角度)",24398,null,"C0702021380500106283","C07020213805001062830000091",null,"申报企业自主确认为非招标产品、非中选产品或中选部件的附件（如覆盖螺丝、中央螺丝等）产品之一"]
["df53ae88-4aaf-11ed-9447-b4055d63f15c","fcc4bc06-a1b4-11eb-ac1c-fa163e311f19","国械注进20163171325","钛及钛合金基台与配件","登士柏种植体制造公司DENTSPLY Implants Manufacturing GmbH","登士柏西诺德牙科产品（上海）有限公司","8ba21dfe-4aaf-11ed-9447-b4055d63f15c","钛及钛合金基台与配件-基台","L:8，2mm，D:2，35mm",24245,null,"C0702021380500106283","C07020213805001062830000092",null,"申报企业自主确认为非招标产品、非中选产品或中选部件的附件（如覆盖螺丝、中央螺丝等）产品之一"]
["df54937b-4aaf-11ed-9447-b4055d63f15c","fcc4bc06-a1b4-11eb-ac1c-fa163e311f19","国械注进20163171325","钛及钛合金基台与配件","登士柏种植体制造公司DENTSPLY Implants Manufacturing GmbH","登士柏西诺德牙科产品（上海）有限公司","8ba21dfe-4aaf-11ed-9447-b4055d63f15c","钛及钛合金基台与配件-基台","L:14.4mm，D1:2.16mm，D2:3.5，T:M2，A：45°(直型基台，此角度为顶部连接部位角度)",24410,null,"C0702021380500106283","C07020213805001062830000099",null,"申报企业自主确认为非招标产品、非中选产品或中选部件的附件（如覆盖螺丝、中央螺丝等）产品之一"]
["df5529d5-4aaf-11ed-9447-b4055d63f15c","fcc4bc06-a1b4-11eb-ac1c-fa163e311f19","国械注进20163171325","钛及钛合金基台与配件","登士柏种植体制造公司DENTSPLY Implants Manufacturing GmbH","登士柏西诺德牙科产品（上海）有限公司","8ba21dfe-4aaf-11ed-9447-b4055d63f15c","钛及钛合金基台与配件-基台","L:9，4mm，D:2，35mm",24246,null,"C0702021380500106283","C07020213805001062830000105",null,"申报企业自主确认为非招标产品、非中选产品或中选部件的附件（如覆盖螺丝、中央螺丝等）产品之一"]
["df5549d9-4aaf-11ed-9447-b4055d63f15c","fcc4bc06-a1b4-11eb-ac1c-fa163e311f19","国械注进20163171325","钛及钛合金基台与配件","登士柏种植体制造公司DENTSPLY Implants Manufacturing GmbH","登士柏西诺德牙科产品（上海）有限公司","8ba21dfe-4aaf-11ed-9447-b4055d63f15c","钛及钛合金基台与配件-基台","Length:10，8mm，Diameter:2，3mm",24607,null,"C0702021380500106283","C07020213805001062830000110",null,"申报企业自主确认为非招标产品、非中选产品或中选部件的附件（如覆盖螺丝、中央螺丝等）产品之一"]
["df5562e4-4aaf-11ed-9447-b4055d63f15c","fcc4bc06-a1b4-11eb-ac1c-fa163e311f19","国械注进20163171325","钛及钛合金基台与配件","登士柏种植体制造公司DENTSPLY Implants Manufacturing GmbH","登士柏西诺德牙科产品（上海）有限公司","8ba21dfe-4aaf-11ed-9447-b4055d63f15c","钛及钛合金基台与配件-基台","L:10.4mm，D1:2.16mm，D2:3.5，T:M2，A：45°(直型基台，此角度为顶部连接部位角度)",24408,null,"C0702021380500106283","C07020213805001062830000112",null,"申报企业自主确认为非招标产品、非中选产品或中选部件的附件（如覆盖螺丝、中央螺丝等）产品之一"]
["df5571c1-4aaf-11ed-9447-b4055d63f15c","fcc4bc06-a1b4-11eb-ac1c-fa163e311f19","国械注进20163171325","钛及钛合金基台与配件","登士柏种植体制造公司DENTSPLY Implants Manufacturing GmbH","登士柏西诺德牙科产品（上海）有限公司","8ba21dfe-4aaf-11ed-9447-b4055d63f15c","钛及钛合金基台与配件-基台","L:10，6mm，D:2，92mm",24248,null,"C0702021380500106283","C07020213805001062830000113",null,"申报企业自主确认为非招标产品、非中选产品或中选部件的附件（如覆盖螺丝、中央螺丝等）产品之一"]
["df55936a-4aaf-11ed-9447-b4055d63f15c","fcc4bc06-a1b4-11eb-ac1c-fa163e311f19","国械注进20163171325","钛及钛合金基台与配件","登士柏种植体制造公司DENTSPLY Implants Manufacturing GmbH","登士柏西诺德牙科产品（上海）有限公司","8ba21dfe-4aaf-11ed-9447-b4055d63f15c","钛及钛合金基台与配件-基台","L:17.95mm，D1:2.16mm，D2:3.5，T:M2，A：20°(直型基台，此角度为顶部连接部位角度)",24403,null,"C0702021380500106283","C07020213805001062830000114",null,"申报企业自主确认为非招标产品、非中选产品或中选部件的附件（如覆盖螺丝、中央螺丝等）产品之一"]
["df55b350-4aaf-11ed-9447-b4055d63f15c","fcc4bc06-a1b4-11eb-ac1c-fa163e311f19","国械注进20163171325","钛及钛合金基台与配件","登士柏种植体制造公司DENTSPLY Implants Manufacturing GmbH","登士柏西诺德牙科产品（上海）有限公司","8ba21dfe-4aaf-11ed-9447-b4055d63f15c","钛及钛合金基台与配件-基台","L:6.3mm，D1:2mm，D2:3.3，T:M1.6，A：45°(直型基台，此角度为顶部连接部位角度)",24406,null,"C0702021380500106283","C07020213805001062830000116",null,"申报企业自主确认为非招标产品、非中选产品或中选部件的附件（如覆盖螺丝、中央螺丝等）产品之一"]
["df5643e1-4aaf-11ed-9447-b4055d63f15c","fcc4bc06-a1b4-11eb-ac1c-fa163e311f19","国械注进20163171325","钛及钛合金基台与配件","登士柏种植体制造公司DENTSPLY Implants Manufacturing GmbH","登士柏西诺德牙科产品（上海）有限公司","8ba21dfe-4aaf-11ed-9447-b4055d63f15c","钛及钛合金基台与配件-基台","Length:8，3mm，Diameter:2，3mm",24348,null,"C0702021380500106283","C07020213805001062830000123",null,"申报企业自主确认为非招标产品、非中选产品或中选部件的附件（如覆盖螺丝、中央螺丝等）产品之一"]
["df569392-4aaf-11ed-9447-b4055d63f15c","fcc4bc06-a1b4-11eb-ac1c-fa163e311f19","国械注进20163171325","钛及钛合金基台与配件","登士柏种植体制造公司DENTSPLY Implants Manufacturing GmbH","登士柏西诺德牙科产品（上海）有限公司","8ba21dfe-4aaf-11ed-9447-b4055d63f15c","钛及钛合金基台与配件-基台","L:15.95mm，D1:2.16mm，D2:3.5，T:M2，A：20°(直型基台，此角度为顶部连接部位角度)",24402,null,"C0702021380500106283","C07020213805001062830000130",null,"申报企业自主确认为非招标产品、非中选产品或中选部件的附件（如覆盖螺丝、中央螺丝等）产品之一"]
["df56a41c-4aaf-11ed-9447-b4055d63f15c","fcc4bc06-a1b4-11eb-ac1c-fa163e311f19","国械注进20163171325","钛及钛合金基台与配件","登士柏种植体制造公司DENTSPLY Implants Manufacturing GmbH","登士柏西诺德牙科产品（上海）有限公司","8ba21dfe-4aaf-11ed-9447-b4055d63f15c","钛及钛合金基台与配件-基台","L:10.75mm，D1:2.16mm，D2:3.5，T:M2，A：20°(直型基台，此角度为顶部连接部位角度)",24399,null,"C0702021380500106283","C07020213805001062830000131",null,"申报企业自主确认为非招标产品、非中选产品或中选部件的附件（如覆盖螺丝、中央螺丝等）产品之一"]
["df56ac02-4aaf-11ed-9447-b4055d63f15c","fcc4bc06-a1b4-11eb-ac1c-fa163e311f19","国械注进20163171325","钛及钛合金基台与配件","登士柏种植体制造公司DENTSPLY Implants Manufacturing GmbH","登士柏西诺德牙科产品（上海）有限公司","8ba21dfe-4aaf-11ed-9447-b4055d63f15c","钛及钛合金基台与配件-基台","L:12.4mm，D1:2.16mm，D2:3.5，T:M2，A：45°(直型基台，此角度为顶部连接部位角度)",24409,null,"C0702021380500106283","C07020213805001062830000132",null,"申报企业自主确认为非招标产品、非中选产品或中选部件的附件（如覆盖螺丝、中央螺丝等）产品之一"]
["0194f05f-a672-11eb-ac1c-fa163e311f19","fcc4bc06-a1b4-11eb-ac1c-fa163e311f19","国械注进20163171325","钛及钛合金基台与配件","登士柏种植体制造公司DENTSPLY Implants Manufacturing GmbH","登士柏西诺德牙科产品（上海）有限公司","a2cf8962982211ecb3f890e2ba8d9d30","钛及钛合金基台与配件-基台","L: 9.15mm D: 3.6mm D2:2.25 螺纹T: M1.6",25684,null,"C0702021380100106283","C07020213801001062830000241",null,"申报企业自主确认为非招标产品、非中选产品或中选部件的附件（如覆盖螺丝、中央螺丝等）产品之一"]
["01952201-a672-11eb-ac1c-fa163e311f19","fcc4bc06-a1b4-11eb-ac1c-fa163e311f19","国械注进20163171325","钛及钛合金基台与配件","登士柏种植体制造公司DENTSPLY Implants Manufacturing GmbH","登士柏西诺德牙科产品（上海）有限公司","a2cf8962982211ecb3f890e2ba8d9d30","钛及钛合金基台与配件-基台","L: 11.15mm D: 3.6mm D2:2.25 螺纹T: M1.6",25686,null,"C0702021380100106283","C07020213801001062830000242",null,"申报企业自主确认为非招标产品、非中选产品或中选部件的附件（如覆盖螺丝、中央螺丝等）产品之一"]
["01954f23-a672-11eb-ac1c-fa163e311f19","fcc4bc06-a1b4-11eb-ac1c-fa163e311f19","国械注进20163171325","钛及钛合金基台与配件","登士柏种植体制造公司DENTSPLY Implants Manufacturing GmbH","登士柏西诺德牙科产品（上海）有限公司","a2cf8962982211ecb3f890e2ba8d9d30","钛及钛合金基台与配件-基台","L: 13.6mm D: 4.26mm D2:2.25 螺纹T: M2",25700,null,"C0702021380100106283","C07020213801001062830000243",null,"申报企业自主确认为非招标产品、非中选产品或中选部件的附件（如覆盖螺丝、中央螺丝等）产品之一"]
["0195beab-a672-11eb-ac1c-fa163e311f19","fcc4bc06-a1b4-11eb-ac1c-fa163e311f19","国械注进20163171325","钛及钛合金基台与配件","登士柏种植体制造公司DENTSPLY Implants Manufacturing GmbH","登士柏西诺德牙科产品（上海）有限公司","a2cf8962982211ecb3f890e2ba8d9d30","钛及钛合金基台与配件-基台","L: 12.6mm D: 4.26mm D2:2.25 螺纹T: M2",25699,null,"C0702021380100106283","C07020213801001062830000244",null,"申报企业自主确认为非招标产品、非中选产品或中选部件的附件（如覆盖螺丝、中央螺丝等）产品之一"]
["0195efed-a672-11eb-ac1c-fa163e311f19","fcc4bc06-a1b4-11eb-ac1c-fa163e311f19","国械注进20163171325","钛及钛合金基台与配件","登士柏种植体制造公司DENTSPLY Implants Manufacturing GmbH","登士柏西诺德牙科产品（上海）有限公司","a2cf8962982211ecb3f890e2ba8d9d30","钛及钛合金基台与配件-基台","L: 11.6mm D: 4.26mm D2:2.25 螺纹T: M2",25698,null,"C0702021380100106283","C07020213801001062830000245",null,"申报企业自主确认为非招标产品、非中选产品或中选部件的附件（如覆盖螺丝、中央螺丝等）产品之一"]
["0196232e-a672-11eb-ac1c-fa163e311f19","fcc4bc06-a1b4-11eb-ac1c-fa163e311f19","国械注进20163171325","钛及钛合金基台与配件","登士柏种植体制造公司DENTSPLY Implants Manufacturing GmbH","登士柏西诺德牙科产品（上海）有限公司","a2cf8962982211ecb3f890e2ba8d9d30","钛及钛合金基台与配件-基台","L: 9.35mm D: 3.66mm D2:2.25 螺纹T: M1.8",25690,null,"C0702021380100106283","C07020213801001062830000246",null,"申报企业自主确认为非招标产品、非中选产品或中选部件的附件（如覆盖螺丝、中央螺丝等）产品之一"]
["01962f0a-a672-11eb-ac1c-fa163e311f19","fcc4bc06-a1b4-11eb-ac1c-fa163e311f19","国械注进20163171325","钛及钛合金基台与配件","登士柏种植体制造公司DENTSPLY Implants Manufacturing GmbH","登士柏西诺德牙科产品（上海）有限公司","a2cf8962982211ecb3f890e2ba8d9d30","钛及钛合金基台与配件-基台","L: 12.15mm D: 3.6mm D2:2.25 螺纹T: M1.6",25687,null,"C0702021380100106283","C07020213801001062830000247",null,"申报企业自主确认为非招标产品、非中选产品或中选部件的附件（如覆盖螺丝、中央螺丝等）产品之一"]
["01965851-a672-11eb-ac1c-fa163e311f19","fcc4bc06-a1b4-11eb-ac1c-fa163e311f19","国械注进20163171325","钛及钛合金基台与配件","登士柏种植体制造公司DENTSPLY Implants Manufacturing GmbH","登士柏西诺德牙科产品（上海）有限公司","a2cf8962982211ecb3f890e2ba8d9d30","钛及钛合金基台与配件-基台","L: 15.15mm D1: 3.6mm D2:2.25 螺纹T: M1.6",25689,null,"C0702021380100106283","C07020213801001062830000248",null,"申报企业自主确认为非招标产品、非中选产品或中选部件的附件（如覆盖螺丝、中央螺丝等）产品之一"]
["01965f52-a672-11eb-ac1c-fa163e311f19","fcc4bc06-a1b4-11eb-ac1c-fa163e311f19","国械注进20163171325","钛及钛合金基台与配件","登士柏种植体制造公司DENTSPLY Implants Manufacturing GmbH","登士柏西诺德牙科产品（上海）有限公司","a2cf8962982211ecb3f890e2ba8d9d30","钛及钛合金基台与配件-基台","L: 15.6mm D: 4.26mm D2:2.25 螺纹T: M2",25701,null,"C0702021380100106283","C07020213801001062830000249",null,"申报企业自主确认为非招标产品、非中选产品或中选部件的附件（如覆盖螺丝、中央螺丝等）产品之一"]
["01966456-a672-11eb-ac1c-fa163e311f19","fcc4bc06-a1b4-11eb-ac1c-fa163e311f19","国械注进20163171325","钛及钛合金基台与配件","登士柏种植体制造公司DENTSPLY Implants Manufacturing GmbH","登士柏西诺德牙科产品（上海）有限公司","a2cf8962982211ecb3f890e2ba8d9d30","钛及钛合金基台与配件-基台","L: 10.15mm D: 3.6mm D2:2.25 螺纹T: M1.6",25685,null,"C0702021380100106283","C07020213801001062830000250",null,"申报企业自主确认为非招标产品、非中选产品或中选部件的附件（如覆盖螺丝、中央螺丝等）产品之一"]
["0196dce4-a672-11eb-ac1c-fa163e311f19","fcc4bc06-a1b4-11eb-ac1c-fa163e311f19","国械注进20163171325","钛及钛合金基台与配件","登士柏种植体制造公司DENTSPLY Implants Manufacturing GmbH","登士柏西诺德牙科产品（上海）有限公司","a2cf8962982211ecb3f890e2ba8d9d30","钛及钛合金基台与配件-基台","L: 13.35mm D: 3.66mm D2:2.25 螺纹T: M1.8",25694,null,"C0702021380100106283","C07020213801001062830000251",null,"申报企业自主确认为非招标产品、非中选产品或中选部件的附件（如覆盖螺丝、中央螺丝等）产品之一"]
["01970ee5-a672-11eb-ac1c-fa163e311f19","fcc4bc06-a1b4-11eb-ac1c-fa163e311f19","国械注进20163171325","钛及钛合金基台与配件","登士柏种植体制造公司DENTSPLY Implants Manufacturing GmbH","登士柏西诺德牙科产品（上海）有限公司","a2cf8962982211ecb3f890e2ba8d9d30","钛及钛合金基台与配件-基台","L: 15.35mm D: 3.66mm D2:2.25 螺纹T: M1.8",25695,null,"C0702021380100106283","C07020213801001062830000252",null,"申报企业自主确认为非招标产品、非中选产品或中选部件的附件（如覆盖螺丝、中央螺丝等）产品之一"]
["0197804f-a672-11eb-ac1c-fa163e311f19","fcc4bc06-a1b4-11eb-ac1c-fa163e311f19","国械注进20163171325","钛及钛合金基台与配件","登士柏种植体制造公司DENTSPLY Implants Manufacturing GmbH","登士柏西诺德牙科产品（上海）有限公司","a2cf8962982211ecb3f890e2ba8d9d30","钛及钛合金基台与配件-基台","L: 11.35mm D: 3.66mm D2:2.25 螺纹T: M1.8",25692,null,"C0702021380100106283","C07020213801001062830000253",null,"申报企业自主确认为非招标产品、非中选产品或中选部件的附件（如覆盖螺丝、中央螺丝等）产品之一"]
["0197aaba-a672-11eb-ac1c-fa163e311f19","fcc4bc06-a1b4-11eb-ac1c-fa163e311f19","国械注进20163171325","钛及钛合金基台与配件","登士柏种植体制造公司DENTSPLY Implants Manufacturing GmbH","登士柏西诺德牙科产品（上海）有限公司","a2cf8962982211ecb3f890e2ba8d9d30","钛及钛合金基台与配件-基台","L: 12.35mm D: 3.66mm D2:2.25 螺纹T: M1.8",25693,null,"C0702021380100106283","C07020213801001062830000254",null,"申报企业自主确认为非招标产品、非中选产品或中选部件的附件（如覆盖螺丝、中央螺丝等）产品之一"]
["019815b0-a672-11eb-ac1c-fa163e311f19","fcc4bc06-a1b4-11eb-ac1c-fa163e311f19","国械注进20163171325","钛及钛合金基台与配件","登士柏种植体制造公司DENTSPLY Implants Manufacturing GmbH","登士柏西诺德牙科产品（上海）有限公司","a2cf8962982211ecb3f890e2ba8d9d30","钛及钛合金基台与配件-基台","L: 10.6mm D: 4.26mm D2:2.25 螺纹T: M2",25697,null,"C0702021380100106283","C07020213801001062830000255",null,"申报企业自主确认为非招标产品、非中选产品或中选部件的附件（如覆盖螺丝、中央螺丝等）产品之一"]
["019843a1-a672-11eb-ac1c-fa163e311f19","fcc4bc06-a1b4-11eb-ac1c-fa163e311f19","国械注进20163171325","钛及钛合金基台与配件","登士柏种植体制造公司DENTSPLY Implants Manufacturing GmbH","登士柏西诺德牙科产品（上海）有限公司","a2cf8962982211ecb3f890e2ba8d9d30","钛及钛合金基台与配件-基台","L: 10.35mm D: 3.66mm D2:2.25 螺纹T: M1.8",25691,null,"C0702021380100106283","C07020213801001062830000256",null,"申报企业自主确认为非招标产品、非中选产品或中选部件的附件（如覆盖螺丝、中央螺丝等）产品之一"]
["0198c27b-a672-11eb-ac1c-fa163e311f19","fcc4bc06-a1b4-11eb-ac1c-fa163e311f19","国械注进20163171325","钛及钛合金基台与配件","登士柏种植体制造公司DENTSPLY Implants Manufacturing GmbH","登士柏西诺德牙科产品（上海）有限公司","a2cf8962982211ecb3f890e2ba8d9d30","钛及钛合金基台与配件-基台","L: 9.6mm D: 4.26mm D2:2.25 螺纹T: M2",25696,null,"C0702021380100106283","C07020213801001062830000257",null,"申报企业自主确认为非招标产品、非中选产品或中选部件的附件（如覆盖螺丝、中央螺丝等）产品之一"]
["0198eb09-a672-11eb-ac1c-fa163e311f19","fcc4bc06-a1b4-11eb-ac1c-fa163e311f19","国械注进20163171325","钛及钛合金基台与配件","登士柏种植体制造公司DENTSPLY Implants Manufacturing GmbH","登士柏西诺德牙科产品（上海）有限公司","a2cf8962982211ecb3f890e2ba8d9d30","钛及钛合金基台与配件-基台","L: 13.15mm D: 3.6mm D2:2.25 螺纹T: M1.6",25688,null,"C0702021380100106283","C07020213801001062830000258",null,"申报企业自主确认为非招标产品、非中选产品或中选部件的附件（如覆盖螺丝、中央螺丝等）产品之一"]
["3f238db1-4aaf-11ed-9447-b4055d63f15c","fcc4bc06-a1b4-11eb-ac1c-fa163e311f19","国械注进20163171325","钛及钛合金基台与配件","登士柏种植体制造公司DENTSPLY Implants Manufacturing GmbH","登士柏西诺德牙科产品（上海）有限公司","a2cf8962982211ecb3f890e2ba8d9d30","钛及钛合金基台与配件-基台","L: 9.85mm D: 4.76mm 螺纹T: M2 顶部内径:1.75mm 螺纹T: M1.8",25572,null,"C0702021380100106283","C07020213801001062830000691",null,"申报企业自主确认为非招标产品、非中选产品或中选部件的附件（如覆盖螺丝、中央螺丝等）产品之一"]
["3f239c9b-4aaf-11ed-9447-b4055d63f15c","fcc4bc06-a1b4-11eb-ac1c-fa163e311f19","国械注进20163171325","钛及钛合金基台与配件","登士柏种植体制造公司DENTSPLY Implants Manufacturing GmbH","登士柏西诺德牙科产品（上海）有限公司","a2cf8962982211ecb3f890e2ba8d9d30","钛及钛合金基台与配件-基台","L: 9.45mm D: 3.6mm 螺纹T: M1.6 顶部内径:1.75mm 螺纹T: M1.8",25560,null,"C0702021380100106283","C07020213801001062830000692",null,"申报企业自主确认为非招标产品、非中选产品或中选部件的附件（如覆盖螺丝、中央螺丝等）产品之一"]
["3f23b444-4aaf-11ed-9447-b4055d63f15c","fcc4bc06-a1b4-11eb-ac1c-fa163e311f19","国械注进20163171325","钛及钛合金基台与配件","登士柏种植体制造公司DENTSPLY Implants Manufacturing GmbH","登士柏西诺德牙科产品（上海）有限公司","a2cf8962982211ecb3f890e2ba8d9d30","钛及钛合金基台与配件-基台","L: 7.5mm D: 3.6mm 螺纹T: M1.4 顶部内径:1.75mm 螺纹T: M1.8",25555,null,"C0702021380100106283","C07020213801001062830000693",null,"申报企业自主确认为非招标产品、非中选产品或中选部件的附件（如覆盖螺丝、中央螺丝等）产品之一"]
["3f23db11-4aaf-11ed-9447-b4055d63f15c","fcc4bc06-a1b4-11eb-ac1c-fa163e311f19","国械注进20163171325","钛及钛合金基台与配件","登士柏种植体制造公司DENTSPLY Implants Manufacturing GmbH","登士柏西诺德牙科产品（上海）有限公司","a2cf8962982211ecb3f890e2ba8d9d30","钛及钛合金基台与配件-基台","L: 8.5mm D: 3.6mm螺纹T: M1.4 顶部内径:1.75mm 螺纹T: M1.8",25556,null,"C0702021380100106283","C07020213801001062830000696",null,"申报企业自主确认为非招标产品、非中选产品或中选部件的附件（如覆盖螺丝、中央螺丝等）产品之一"]
["3f23e136-4aaf-11ed-9447-b4055d63f15c","fcc4bc06-a1b4-11eb-ac1c-fa163e311f19","国械注进20163171325","钛及钛合金基台与配件","登士柏种植体制造公司DENTSPLY Implants Manufacturing GmbH","登士柏西诺德牙科产品（上海）有限公司","a2cf8962982211ecb3f890e2ba8d9d30","钛及钛合金基台与配件-基台","L: 9.9mm D: 4.29mm 螺纹T: M2 顶部内径:1.75mm 螺纹T: M1.8",25568,null,"C0702021380100106283","C07020213801001062830000697",null,"申报企业自主确认为非招标产品、非中选产品或中选部件的附件（如覆盖螺丝、中央螺丝等）产品之一"]
["3f24416b-4aaf-11ed-9447-b4055d63f15c","fcc4bc06-a1b4-11eb-ac1c-fa163e311f19","国械注进20163171325","钛及钛合金基台与配件","登士柏种植体制造公司DENTSPLY Implants Manufacturing GmbH","登士柏西诺德牙科产品（上海）有限公司","a2cf8962982211ecb3f890e2ba8d9d30","钛及钛合金基台与配件-基台","L: 9.65mm D: 3.66mm 螺纹T: M1.8 顶部内径:1.75mm 螺纹T: M1.8",25564,null,"C0702021380100106283","C07020213801001062830000703",null,"申报企业自主确认为非招标产品、非中选产品或中选部件的附件（如覆盖螺丝、中央螺丝等）产品之一"]
["3f24515d-4aaf-11ed-9447-b4055d63f15c","fcc4bc06-a1b4-11eb-ac1c-fa163e311f19","国械注进20163171325","钛及钛合金基台与配件","登士柏种植体制造公司DENTSPLY Implants Manufacturing GmbH","登士柏西诺德牙科产品（上海）有限公司","a2cf8962982211ecb3f890e2ba8d9d30","钛及钛合金基台与配件-基台","L: 7.65mm D: 3.66mm 螺纹T: M1.8 顶部内径:1.75mm 螺纹T: M1.8",25562,null,"C0702021380100106283","C07020213801001062830000704",null,"申报企业自主确认为非招标产品、非中选产品或中选部件的附件（如覆盖螺丝、中央螺丝等）产品之一"]
["3f246650-4aaf-11ed-9447-b4055d63f15c","fcc4bc06-a1b4-11eb-ac1c-fa163e311f19","国械注进20163171325","钛及钛合金基台与配件","登士柏种植体制造公司DENTSPLY Implants Manufacturing GmbH","登士柏西诺德牙科产品（上海）有限公司","a2cf8962982211ecb3f890e2ba8d9d30","钛及钛合金基台与配件-基台","L: 8.85mm D: 4.76mm 螺纹T: M2 顶部内径:1.75mm 螺纹T: M1.8",25571,null,"C0702021380100106283","C07020213801001062830000705",null,"申报企业自主确认为非招标产品、非中选产品或中选部件的附件（如覆盖螺丝、中央螺丝等）产品之一"]
["3f247679-4aaf-11ed-9447-b4055d63f15c","fcc4bc06-a1b4-11eb-ac1c-fa163e311f19","国械注进20163171325","钛及钛合金基台与配件","登士柏种植体制造公司DENTSPLY Implants Manufacturing GmbH","登士柏西诺德牙科产品（上海）有限公司","a2cf8962982211ecb3f890e2ba8d9d30","钛及钛合金基台与配件-基台","L: 11.65mm D: 3.66mm 螺纹T: M1.8 顶部内径:1.75mm 螺纹T: M1.8",25565,null,"C0702021380100106283","C07020213801001062830000706",null,"申报企业自主确认为非招标产品、非中选产品或中选部件的附件（如覆盖螺丝、中央螺丝等）产品之一"]
["3f248588-4aaf-11ed-9447-b4055d63f15c","fcc4bc06-a1b4-11eb-ac1c-fa163e311f19","国械注进20163171325","钛及钛合金基台与配件","登士柏种植体制造公司DENTSPLY Implants Manufacturing GmbH","登士柏西诺德牙科产品（上海）有限公司","a2cf8962982211ecb3f890e2ba8d9d30","钛及钛合金基台与配件-基台","L: 7.45mm D: 3.6mm 螺纹T: M1.6 顶部内径:1.75mm 螺纹T: M1.8",25558,null,"C0702021380100106283","C07020213801001062830000707",null,"申报企业自主确认为非招标产品、非中选产品或中选部件的附件（如覆盖螺丝、中央螺丝等）产品之一"]
["3f248ddd-4aaf-11ed-9447-b4055d63f15c","fcc4bc06-a1b4-11eb-ac1c-fa163e311f19","国械注进20163171325","钛及钛合金基台与配件","登士柏种植体制造公司DENTSPLY Implants Manufacturing GmbH","登士柏西诺德牙科产品（上海）有限公司","a2cf8962982211ecb3f890e2ba8d9d30","钛及钛合金基台与配件-基台","L: 11.45mm D: 3.6mm 螺纹T: M1.6 顶部内径:1.75mm 螺纹T: M1.8",25561,null,"C0702021380100106283","C07020213801001062830000708",null,"申报企业自主确认为非招标产品、非中选产品或中选部件的附件（如覆盖螺丝、中央螺丝等）产品之一"]
["3f24ca26-4aaf-11ed-9447-b4055d63f15c","fcc4bc06-a1b4-11eb-ac1c-fa163e311f19","国械注进20163171325","钛及钛合金基台与配件","登士柏种植体制造公司DENTSPLY Implants Manufacturing GmbH","登士柏西诺德牙科产品（上海）有限公司","a2cf8962982211ecb3f890e2ba8d9d30","钛及钛合金基台与配件-基台","L: 8.9mm D: 4. 26mm 螺纹T: M2 顶部内径:1.75mm 螺纹T: M1.8",25567,null,"C0702021380100106283","C07020213801001062830000711",null,"申报企业自主确认为非招标产品、非中选产品或中选部件的附件（如覆盖螺丝、中央螺丝等）产品之一"]
["3f24dae1-4aaf-11ed-9447-b4055d63f15c","fcc4bc06-a1b4-11eb-ac1c-fa163e311f19","国械注进20163171325","钛及钛合金基台与配件","登士柏种植体制造公司DENTSPLY Implants Manufacturing GmbH","登士柏西诺德牙科产品（上海）有限公司","a2cf8962982211ecb3f890e2ba8d9d30","钛及钛合金基台与配件-基台","L: 7.85mm D: 4.76mm 螺纹T: M2 顶部内径:1.75mm 螺纹T: M1.8",25570,null,"C0702021380100106283","C07020213801001062830000712",null,"申报企业自主确认为非招标产品、非中选产品或中选部件的附件（如覆盖螺丝、中央螺丝等）产品之一"]
["3f24ed21-4aaf-11ed-9447-b4055d63f15c","fcc4bc06-a1b4-11eb-ac1c-fa163e311f19","国械注进20163171325","钛及钛合金基台与配件","登士柏种植体制造公司DENTSPLY Implants Manufacturing GmbH","登士柏西诺德牙科产品（上海）有限公司","a2cf8962982211ecb3f890e2ba8d9d30","钛及钛合金基台与配件-基台","L: 7.9mm D: 4.26mm 螺纹T: M2 顶部内径:1.75mm 螺纹T: M1.8",25566,null,"C0702021380100106283","C07020213801001062830000713",null,"申报企业自主确认为非招标产品、非中选产品或中选部件的附件（如覆盖螺丝、中央螺丝等）产品之一"]
["3f251187-4aaf-11ed-9447-b4055d63f15c","fcc4bc06-a1b4-11eb-ac1c-fa163e311f19","国械注进20163171325","钛及钛合金基台与配件","登士柏种植体制造公司DENTSPLY Implants Manufacturing GmbH","登士柏西诺德牙科产品（上海）有限公司","a2cf8962982211ecb3f890e2ba8d9d30","钛及钛合金基台与配件-基台","L: 11.85mm D: 4.76mm 螺纹T: M2 顶部内径:1.75mm 螺纹T: M1.8",25573,null,"C0702021380100106283","C07020213801001062830000715",null,"申报企业自主确认为非招标产品、非中选产品或中选部件的附件（如覆盖螺丝、中央螺丝等）产品之一"]
["3f252219-4aaf-11ed-9447-b4055d63f15c","fcc4bc06-a1b4-11eb-ac1c-fa163e311f19","国械注进20163171325","钛及钛合金基台与配件","登士柏种植体制造公司DENTSPLY Implants Manufacturing GmbH","登士柏西诺德牙科产品（上海）有限公司","a2cf8962982211ecb3f890e2ba8d9d30","钛及钛合金基台与配件-基台","L: 8.45mm D: 3.6mm 螺纹T: M1.6 顶部内径:1.75mm 螺纹T: M1.8",25559,null,"C0702021380100106283","C07020213801001062830000716",null,"申报企业自主确认为非招标产品、非中选产品或中选部件的附件（如覆盖螺丝、中央螺丝等）产品之一"]
["3f253363-4aaf-11ed-9447-b4055d63f15c","fcc4bc06-a1b4-11eb-ac1c-fa163e311f19","国械注进20163171325","钛及钛合金基台与配件","登士柏种植体制造公司DENTSPLY Implants Manufacturing GmbH","登士柏西诺德牙科产品（上海）有限公司","a2cf8962982211ecb3f890e2ba8d9d30","钛及钛合金基台与配件-基台","L: 10.5mm D: 3.6mm 螺纹T: M1.4 顶部内径:1.75mm 螺纹T: M1.8",25557,null,"C0702021380100106283","C07020213801001062830000717",null,"申报企业自主确认为非招标产品、非中选产品或中选部件的附件（如覆盖螺丝、中央螺丝等）产品之一"]
["3f254636-4aaf-11ed-9447-b4055d63f15c","fcc4bc06-a1b4-11eb-ac1c-fa163e311f19","国械注进20163171325","钛及钛合金基台与配件","登士柏种植体制造公司DENTSPLY Implants Manufacturing GmbH","登士柏西诺德牙科产品（上海）有限公司","a2cf8962982211ecb3f890e2ba8d9d30","钛及钛合金基台与配件-基台","L: 11.9mm D: 4. 26mm 螺纹T: M2 顶部内径:1.75mm 螺纹T: M1.8",25569,null,"C0702021380100106283","C07020213801001062830000718",null,"申报企业自主确认为非招标产品、非中选产品或中选部件的附件（如覆盖螺丝、中央螺丝等）产品之一"]
["3f2557b0-4aaf-11ed-9447-b4055d63f15c","fcc4bc06-a1b4-11eb-ac1c-fa163e311f19","国械注进20163171325","钛及钛合金基台与配件","登士柏种植体制造公司DENTSPLY Implants Manufacturing GmbH","登士柏西诺德牙科产品（上海）有限公司","a2cf8962982211ecb3f890e2ba8d9d30","钛及钛合金基台与配件-基台","L: 8.65mm D: 3.66mm 螺纹T: M1.8 顶部内径:1.75mm 螺纹T: M1.8",25563,null,"C0702021380100106283","C07020213801001062830000719",null,"申报企业自主确认为非招标产品、非中选产品或中选部件的附件（如覆盖螺丝、中央螺丝等）产品之一"]
["829e7991-a668-11eb-ac1c-fa163e311f19","fcc4bc06-a1b4-11eb-ac1c-fa163e311f19","国械注进20163171325","钛及钛合金基台与配件","登士柏种植体制造公司DENTSPLY Implants Manufacturing GmbH","登士柏西诺德牙科产品（上海）有限公司","a2cf8962982211ecb3f890e2ba8d9d30","钛及钛合金基台与配件-基台","L: 10.17mm D: 4.28mm A: 20°, 螺纹2 T:M1.8内径1.83mm 螺钉：见型号25205",25626,null,"C0702021380100106283","C07020213801001062830000519",null,"申报企业自主确认为非招标产品、非中选产品或中选部件的附件（如覆盖螺丝、中央螺丝等）产品之一"]
["829ef621-a668-11eb-ac1c-fa163e311f19","fcc4bc06-a1b4-11eb-ac1c-fa163e311f19","国械注进20163171325","钛及钛合金基台与配件","登士柏种植体制造公司DENTSPLY Implants Manufacturing GmbH","登士柏西诺德牙科产品（上海）有限公司","a2cf8962982211ecb3f890e2ba8d9d30","钛及钛合金基台与配件-基台","L: 9.22mm D: 4.2mm A: 20°, 螺纹2 T:M1.8内径1.83mm 螺钉：见型号25205",25625,null,"C0702021380100106283","C07020213801001062830000520",null,"申报企业自主确认为非招标产品、非中选产品或中选部件的附件（如覆盖螺丝、中央螺丝等）产品之一"]
["829f2e74-a668-11eb-ac1c-fa163e311f19","fcc4bc06-a1b4-11eb-ac1c-fa163e311f19","国械注进20163171325","钛及钛合金基台与配件","登士柏种植体制造公司DENTSPLY Implants Manufacturing GmbH","登士柏西诺德牙科产品（上海）有限公司","a2cf8962982211ecb3f890e2ba8d9d30","钛及钛合金基台与配件-基台","L: 10.3mm D: 4.26mm A: 20°, 螺纹2 T:M1.8内径2.03mm 螺钉：见型号25206",25634,null,"C0702021380100106283","C07020213801001062830000521",null,"申报企业自主确认为非招标产品、非中选产品或中选部件的附件（如覆盖螺丝、中央螺丝等）产品之一"]
["82a06d4c-a668-11eb-ac1c-fa163e311f19","fcc4bc06-a1b4-11eb-ac1c-fa163e311f19","国械注进20163171325","钛及钛合金基台与配件","登士柏种植体制造公司DENTSPLY Implants Manufacturing GmbH","登士柏西诺德牙科产品（上海）有限公司","a2cf8962982211ecb3f890e2ba8d9d30","钛及钛合金基台与配件-基台","L: 10.04mm D: 4.24mm A: 20°, 螺纹2 T:M1.8内径1.63mm 螺钉：见型号25204",25620,null,"C0702021380100106283","C07020213801001062830000522",null,"申报企业自主确认为非招标产品、非中选产品或中选部件的附件（如覆盖螺丝、中央螺丝等）产品之一"]
["82a0a538-a668-11eb-ac1c-fa163e311f19","fcc4bc06-a1b4-11eb-ac1c-fa163e311f19","国械注进20163171325","钛及钛合金基台与配件","登士柏种植体制造公司DENTSPLY Implants Manufacturing GmbH","登士柏西诺德牙科产品（上海）有限公司","a2cf8962982211ecb3f890e2ba8d9d30","钛及钛合金基台与配件-基台","L: 9.15mm D: 4.22mm A: 20°, 螺纹2 T:M1.8内径1.63mm 螺钉：见型号25204",25621,null,"C0702021380100106283","C07020213801001062830000523",null,"申报企业自主确认为非招标产品、非中选产品或中选部件的附件（如覆盖螺丝、中央螺丝等）产品之一"]
["82a0af29-a668-11eb-ac1c-fa163e311f19","fcc4bc06-a1b4-11eb-ac1c-fa163e311f19","国械注进20163171325","钛及钛合金基台与配件","登士柏种植体制造公司DENTSPLY Implants Manufacturing GmbH","登士柏西诺德牙科产品（上海）有限公司","a2cf8962982211ecb3f890e2ba8d9d30","钛及钛合金基台与配件-基台","L: 9.3mm D: 4.26mm A: 20°, 螺纹2 T:M1.8内径2.03mm 螺钉：见型号25206",25631,null,"C0702021380100106283","C07020213801001062830000524",null,"申报企业自主确认为非招标产品、非中选产品或中选部件的附件（如覆盖螺丝、中央螺丝等）产品之一"]
["82a11942-a668-11eb-ac1c-fa163e311f19","fcc4bc06-a1b4-11eb-ac1c-fa163e311f19","国械注进20163171325","钛及钛合金基台与配件","登士柏种植体制造公司DENTSPLY Implants Manufacturing GmbH","登士柏西诺德牙科产品（上海）有限公司","a2cf8962982211ecb3f890e2ba8d9d30","钛及钛合金基台与配件-基台","L: 10.17 mm D: 4.28mm A: 20°, 螺纹2 T:M1.8内径1.83mm 螺钉：见型号25205",25628,null,"C0702021380100106283","C07020213801001062830000525",null,"申报企业自主确认为非招标产品、非中选产品或中选部件的附件（如覆盖螺丝、中央螺丝等）产品之一"]
["82a11f8c-a668-11eb-ac1c-fa163e311f19","fcc4bc06-a1b4-11eb-ac1c-fa163e311f19","国械注进20163171325","钛及钛合金基台与配件","登士柏种植体制造公司DENTSPLY Implants Manufacturing GmbH","登士柏西诺德牙科产品（上海）有限公司","a2cf8962982211ecb3f890e2ba8d9d30","钛及钛合金基台与配件-基台","L: 10.04mm D: 4.24mm A: 20°, 螺纹2 T:M1.8内径1.63mm 螺钉：见型号25204",25622,null,"C0702021380100106283","C07020213801001062830000526",null,"申报企业自主确认为非招标产品、非中选产品或中选部件的附件（如覆盖螺丝、中央螺丝等）产品之一"]
["82a12443-a668-11eb-ac1c-fa163e311f19","fcc4bc06-a1b4-11eb-ac1c-fa163e311f19","国械注进20163171325","钛及钛合金基台与配件","登士柏种植体制造公司DENTSPLY Implants Manufacturing GmbH","登士柏西诺德牙科产品（上海）有限公司","a2cf8962982211ecb3f890e2ba8d9d30","钛及钛合金基台与配件-基台","L: 9.15mm D: 4.22mm A: 20° 螺纹2 T:M1.8内径1.63mm 螺钉：见型号25204",25619,null,"C0702021380100106283","C07020213801001062830000527",null,"申报企业自主确认为非招标产品、非中选产品或中选部件的附件（如覆盖螺丝、中央螺丝等）产品之一"]
["82a128fa-a668-11eb-ac1c-fa163e311f19","fcc4bc06-a1b4-11eb-ac1c-fa163e311f19","国械注进20163171325","钛及钛合金基台与配件","登士柏种植体制造公司DENTSPLY Implants Manufacturing GmbH","登士柏西诺德牙科产品（上海）有限公司","a2cf8962982211ecb3f890e2ba8d9d30","钛及钛合金基台与配件-基台","L: 9.22mm D: 4.2mm A: 20°, 螺纹2 T:M1.8内径1.83mm 螺钉：见型号25205",25627,null,"C0702021380100106283","C07020213801001062830000528",null,"申报企业自主确认为非招标产品、非中选产品或中选部件的附件（如覆盖螺丝、中央螺丝等）产品之一"]
["82a12d96-a668-11eb-ac1c-fa163e311f19","fcc4bc06-a1b4-11eb-ac1c-fa163e311f19","国械注进20163171325","钛及钛合金基台与配件","登士柏种植体制造公司DENTSPLY Implants Manufacturing GmbH","登士柏西诺德牙科产品（上海）有限公司","a2cf8962982211ecb3f890e2ba8d9d30","钛及钛合金基台与配件-基台","L: 10.3mm D: 4.26mm A: 20°, 螺纹2 T:M1.8内径2.03mm 螺钉：见型号25206",25632,null,"C0702021380100106283","C07020213801001062830000529",null,"申报企业自主确认为非招标产品、非中选产品或中选部件的附件（如覆盖螺丝、中央螺丝等）产品之一"]
["82a13238-a668-11eb-ac1c-fa163e311f19","fcc4bc06-a1b4-11eb-ac1c-fa163e311f19","国械注进20163171325","钛及钛合金基台与配件","登士柏种植体制造公司DENTSPLY Implants Manufacturing GmbH","登士柏西诺德牙科产品（上海）有限公司","a2cf8962982211ecb3f890e2ba8d9d30","钛及钛合金基台与配件-基台","L: 9.3mm D: 4.26mm A: 20°, 螺纹2 T:M1.8内径2.03mm 螺钉：见型号25206",25633,null,"C0702021380100106283","C07020213801001062830000530",null,"申报企业自主确认为非招标产品、非中选产品或中选部件的附件（如覆盖螺丝、中央螺丝等）产品之一"]
["d0ed59ce-a634-11eb-ac1c-fa163e311f19","fcc4bc06-a1b4-11eb-ac1c-fa163e311f19","国械注进20163171325","钛及钛合金基台与配件","登士柏种植体制造公司DENTSPLY Implants Manufacturing GmbH","登士柏西诺德牙科产品（上海）有限公司","a2f2b249982211ecb3f890e2ba8d9d30","钛及钛合金基台与配件-基台螺钉","L: 4.5mm D: 2.35mm 螺纹T: M1.8",25481,null,"C0702041390200506283","C07020413902005062830000011",null,"申报企业自主确认为非招标产品、非中选产品或中选部件的附件（如覆盖螺丝、中央螺丝等）产品之一"]
["d496cabb-a635-11eb-ac1c-fa163e311f19","fcc4bc06-a1b4-11eb-ac1c-fa163e311f19","国械注进20163171325","钛及钛合金基台与配件","登士柏种植体制造公司DENTSPLY Implants Manufacturing GmbH","登士柏西诺德牙科产品（上海）有限公司","a2f2b249982211ecb3f890e2ba8d9d30","钛及钛合金基台与配件-基台螺钉","L: 7.45mm D: 2.15mm 螺纹 T: M1.6",25204,null,"C0702041390200506283","C07020413902005062830000021",null,"申报企业自主确认为非招标产品、非中选产品或中选部件的附件（如覆盖螺丝、中央螺丝等）产品之一"]
["d4975980-a635-11eb-ac1c-fa163e311f19","fcc4bc06-a1b4-11eb-ac1c-fa163e311f19","国械注进20163171325","钛及钛合金基台与配件","登士柏种植体制造公司DENTSPLY Implants Manufacturing GmbH","登士柏西诺德牙科产品（上海）有限公司","a2f2b249982211ecb3f890e2ba8d9d30","钛及钛合金基台与配件-基台螺钉","L: 7.67mm D: 2.15mm 螺纹T: M1.4",25203,null,"C0702041390200506283","C07020413902005062830000022",null,"申报企业自主确认为非招标产品、非中选产品或中选部件的附件（如覆盖螺丝、中央螺丝等）产品之一"]
["d4979483-a635-11eb-ac1c-fa163e311f19","fcc4bc06-a1b4-11eb-ac1c-fa163e311f19","国械注进20163171325","钛及钛合金基台与配件","登士柏种植体制造公司DENTSPLY Implants Manufacturing GmbH","登士柏西诺德牙科产品（上海）有限公司","a2f2b249982211ecb3f890e2ba8d9d30","钛及钛合金基台与配件-基台螺钉","L: 7.6mm D: 2.35mm螺纹T: M2.0",25207,null,"C0702041390200506283","C07020413902005062830000023",null,"申报企业自主确认为非招标产品、非中选产品或中选部件的附件（如覆盖螺丝、中央螺丝等）产品之一"]
["d4979c1b-a635-11eb-ac1c-fa163e311f19","fcc4bc06-a1b4-11eb-ac1c-fa163e311f19","国械注进20163171325","钛及钛合金基台与配件","登士柏种植体制造公司DENTSPLY Implants Manufacturing GmbH","登士柏西诺德牙科产品（上海）有限公司","a2f2b249982211ecb3f890e2ba8d9d30","钛及钛合金基台与配件-基台螺钉","L: 7.64mm D: 2.35mm 螺纹T: M1.8",25205,null,"C0702041390200506283","C07020413902005062830000024",null,"申报企业自主确认为非招标产品、非中选产品或中选部件的附件（如覆盖螺丝、中央螺丝等）产品之一"]
["d497a412-a635-11eb-ac1c-fa163e311f19","fcc4bc06-a1b4-11eb-ac1c-fa163e311f19","国械注进20163171325","钛及钛合金基台与配件","登士柏种植体制造公司DENTSPLY Implants Manufacturing GmbH","登士柏西诺德牙科产品（上海）有限公司","a2f2b249982211ecb3f890e2ba8d9d30","钛及钛合金基台与配件-基台螺钉","L: 7.6mm D: 2.35mm 螺纹 T: M2.0",25206,null,"C0702041390200506283","C07020413902005062830000025",null,"申报企业自主确认为非招标产品、非中选产品或中选部件的附件（如覆盖螺丝、中央螺丝等）产品之一"]
["d894f224-a636-11eb-ac1c-fa163e311f19","fcc4bc06-a1b4-11eb-ac1c-fa163e311f19","国械注进20163171325","钛及钛合金基台与配件","登士柏种植体制造公司DENTSPLY Implants Manufacturing GmbH","登士柏西诺德牙科产品（上海）有限公司","a2f2b249982211ecb3f890e2ba8d9d30","钛及钛合金基台与配件-基台螺钉","L:5.4mm，D:2.35mm，T:M1.6",24439,null,"C0702041390200506283","C07020413902005062830000012",null,"申报企业自主确认为非招标产品、非中选产品或中选部件的附件（如覆盖螺丝、中央螺丝等）产品之一"]
["d89593f4-a636-11eb-ac1c-fa163e311f19","fcc4bc06-a1b4-11eb-ac1c-fa163e311f19","国械注进20163171325","钛及钛合金基台与配件","登士柏种植体制造公司DENTSPLY Implants Manufacturing GmbH","登士柏西诺德牙科产品（上海）有限公司","a2f2b249982211ecb3f890e2ba8d9d30","钛及钛合金基台与配件-基台螺钉","L:5.7mm，D:2.1mm，T:M1.4",24189,null,"C0702041390200506283","C07020413902005062830000013",null,"申报企业自主确认为非招标产品、非中选产品或中选部件的附件（如覆盖螺丝、中央螺丝等）产品之一"]
["d895cf46-a636-11eb-ac1c-fa163e311f19","fcc4bc06-a1b4-11eb-ac1c-fa163e311f19","国械注进20163171325","钛及钛合金基台与配件","登士柏种植体制造公司DENTSPLY Implants Manufacturing GmbH","登士柏西诺德牙科产品（上海）有限公司","a2f2b249982211ecb3f890e2ba8d9d30","钛及钛合金基台与配件-基台螺钉","L:6.25mm，D:2.35mm，T:M1.6",24449,null,"C0702041390200506283","C07020413902005062830000014",null,"申报企业自主确认为非招标产品、非中选产品或中选部件的附件（如覆盖螺丝、中央螺丝等）产品之一"]
["d896428f-a636-11eb-ac1c-fa163e311f19","fcc4bc06-a1b4-11eb-ac1c-fa163e311f19","国械注进20163171325","钛及钛合金基台与配件","登士柏种植体制造公司DENTSPLY Implants Manufacturing GmbH","登士柏西诺德牙科产品（上海）有限公司","a2f2b249982211ecb3f890e2ba8d9d30","钛及钛合金基台与配件-基台螺钉","L:8.3mm，D:2.6mm，T:M2",22486,null,"C0702041390200506283","C07020413902005062830000015",null,"申报企业自主确认为非招标产品、非中选产品或中选部件的附件（如覆盖螺丝、中央螺丝等）产品之一"]
["d89675a0-a636-11eb-ac1c-fa163e311f19","fcc4bc06-a1b4-11eb-ac1c-fa163e311f19","国械注进20163171325","钛及钛合金基台与配件","登士柏种植体制造公司DENTSPLY Implants Manufacturing GmbH","登士柏西诺德牙科产品（上海）有限公司","a2f2b249982211ecb3f890e2ba8d9d30","钛及钛合金基台与配件-基台螺钉","L:8.3mm，D:2.35mm，T:M2",24209,null,"C0702041390200506283","C07020413902005062830000016",null,"申报企业自主确认为非招标产品、非中选产品或中选部件的附件（如覆盖螺丝、中央螺丝等）产品之一"]
["d896a2e0-a636-11eb-ac1c-fa163e311f19","fcc4bc06-a1b4-11eb-ac1c-fa163e311f19","国械注进20163171325","钛及钛合金基台与配件","登士柏种植体制造公司DENTSPLY Implants Manufacturing GmbH","登士柏西诺德牙科产品（上海）有限公司","a2f2b249982211ecb3f890e2ba8d9d30","钛及钛合金基台与配件-基台螺钉","L:8.3mm，D:2.6mm，T:M2",24132,null,"C0702041390200506283","C07020413902005062830000017",null,"申报企业自主确认为非招标产品、非中选产品或中选部件的附件（如覆盖螺丝、中央螺丝等）产品之一"]
["d896df5c-a636-11eb-ac1c-fa163e311f19","fcc4bc06-a1b4-11eb-ac1c-fa163e311f19","国械注进20163171325","钛及钛合金基台与配件","登士柏种植体制造公司DENTSPLY Implants Manufacturing GmbH","登士柏西诺德牙科产品（上海）有限公司","a2f2b249982211ecb3f890e2ba8d9d30","钛及钛合金基台与配件-基台螺钉","L:6.6mm，D:2.35mm，T:M2",22487,null,"C0702041390200506283","C07020413902005062830000018",null,"申报企业自主确认为非招标产品、非中选产品或中选部件的附件（如覆盖螺丝、中央螺丝等）产品之一"]
["c2460660-4a9c-11ed-9447-b4055d63f15c","fcc4bc06-a1b4-11eb-ac1c-fa163e311f19","国械注进20163171325","钛及钛合金基台与配件","登士柏种植体制造公司DENTSPLY Implants Manufacturing GmbH","登士柏西诺德牙科产品（上海）有限公司","d51c96f3-4a9b-11ed-9447-b4055d63f15c","钛及钛合金基台与配件-临时基台","L:13.4mm，D1:2.92mm，D2:4.5mm，含螺钉",22854,null,"C0702021380000206283","C07020213800002062830000004",null,"申报企业自主确认为非招标产品、非中选产品或中选部件的附件（如覆盖螺丝、中央螺丝等）产品之一"]
["c24640e1-4a9c-11ed-9447-b4055d63f15c","fcc4bc06-a1b4-11eb-ac1c-fa163e311f19","国械注进20163171325","钛及钛合金基台与配件","登士柏种植体制造公司DENTSPLY Implants Manufacturing GmbH","登士柏西诺德牙科产品（上海）有限公司","d51c96f3-4a9b-11ed-9447-b4055d63f15c","钛及钛合金基台与配件-临时基台","L: 12.05mm, D: 4.5mm上端内径:2.45mm下端内径:1.83mm；螺钉：见型号25205",25510,null,"C0702021380000206283","C07020213800002062830000005",null,"申报企业自主确认为非招标产品、非中选产品或中选部件的附件（如覆盖螺丝、中央螺丝等）产品之一"]
["c2465236-4a9c-11ed-9447-b4055d63f15c","fcc4bc06-a1b4-11eb-ac1c-fa163e311f19","国械注进20163171325","钛及钛合金基台与配件","登士柏种植体制造公司DENTSPLY Implants Manufacturing GmbH","登士柏西诺德牙科产品（上海）有限公司","d51c96f3-4a9b-11ed-9447-b4055d63f15c","钛及钛合金基台与配件-临时基台","L:14.8mm，D1:2.92mm，D2:4.5mm，含螺钉",22852,null,"C0702021380000206283","C07020213800002062830000006",null,"申报企业自主确认为非招标产品、非中选产品或中选部件的附件（如覆盖螺丝、中央螺丝等）产品之一"]
["c2465d9e-4a9c-11ed-9447-b4055d63f15c","fcc4bc06-a1b4-11eb-ac1c-fa163e311f19","国械注进20163171325","钛及钛合金基台与配件","登士柏种植体制造公司DENTSPLY Implants Manufacturing GmbH","登士柏西诺德牙科产品（上海）有限公司","d51c96f3-4a9b-11ed-9447-b4055d63f15c","钛及钛合金基台与配件-临时基台","L:13，5mm，D1:2.35mm，D2:4.1mm，含螺钉",22851,null,"C0702021380000206283","C07020213800002062830000007",null,"申报企业自主确认为非招标产品、非中选产品或中选部件的附件（如覆盖螺丝、中央螺丝等）产品之一"]
["c24662f4-4a9c-11ed-9447-b4055d63f15c","fcc4bc06-a1b4-11eb-ac1c-fa163e311f19","国械注进20163171325","钛及钛合金基台与配件","登士柏种植体制造公司DENTSPLY Implants Manufacturing GmbH","登士柏西诺德牙科产品（上海）有限公司","d51c96f3-4a9b-11ed-9447-b4055d63f15c","钛及钛合金基台与配件-临时基台","L: 12.25mm, D: 5mm上端内径:2.45mm下端内径:2.03mm；螺钉：见型号25206",25511,null,"C0702021380000206283","C07020213800002062830000008",null,"申报企业自主确认为非招标产品、非中选产品或中选部件的附件（如覆盖螺丝、中央螺丝等）产品之一"]
["c24671b5-4a9c-11ed-9447-b4055d63f15c","fcc4bc06-a1b4-11eb-ac1c-fa163e311f19","国械注进20163171325","钛及钛合金基台与配件","登士柏种植体制造公司DENTSPLY Implants Manufacturing GmbH","登士柏西诺德牙科产品（上海）有限公司","d51c96f3-4a9b-11ed-9447-b4055d63f15c","钛及钛合金基台与配件-临时基台","L: 13.29mm, D: 10mm内径:2.03mm螺钉：见型号25207",25507,null,"C0702021380000206283","C07020213800002062830000009",null,"申报企业自主确认为非招标产品、非中选产品或中选部件的附件（如覆盖螺丝、中央螺丝等）产品之一"]
["c2467d85-4a9c-11ed-9447-b4055d63f15c","fcc4bc06-a1b4-11eb-ac1c-fa163e311f19","国械注进20163171325","钛及钛合金基台与配件","登士柏种植体制造公司DENTSPLY Implants Manufacturing GmbH","登士柏西诺德牙科产品（上海）有限公司","d51c96f3-4a9b-11ed-9447-b4055d63f15c","钛及钛合金基台与配件-临时基台","L:12.4mm，D1:2.3mm，D2:4.1mm，含螺钉",22853,null,"C0702021380000206283","C07020213800002062830000010",null,"申报企业自主确认为非招标产品、非中选产品或中选部件的附件（如覆盖螺丝、中央螺丝等）产品之一"]
["c2468375-4a9c-11ed-9447-b4055d63f15c","fcc4bc06-a1b4-11eb-ac1c-fa163e311f19","国械注进20163171325","钛及钛合金基台与配件","登士柏种植体制造公司DENTSPLY Implants Manufacturing GmbH","登士柏西诺德牙科产品（上海）有限公司","d51c96f3-4a9b-11ed-9447-b4055d63f15c","钛及钛合金基台与配件-临时基台","L: 12.25mm, D: 5.5mm上端内径:2.45mm下端内径:2.03mm；螺钉：见型号25207",25512,null,"C0702021380000206283","C07020213800002062830000011",null,"申报企业自主确认为非招标产品、非中选产品或中选部件的附件（如覆盖螺丝、中央螺丝等）产品之一"]
["c2469085-4a9c-11ed-9447-b4055d63f15c","fcc4bc06-a1b4-11eb-ac1c-fa163e311f19","国械注进20163171325","钛及钛合金基台与配件","登士柏种植体制造公司DENTSPLY Implants Manufacturing GmbH","登士柏西诺德牙科产品（上海）有限公司","d51c96f3-4a9b-11ed-9447-b4055d63f15c","钛及钛合金基台与配件-临时基台","L: 11.97mm, D: 4mm上端内径:2.25mm下端内径:1.63mm；螺钉：见型号25204",25509,null,"C0702021380000206283","C07020213800002062830000012",null,"申报企业自主确认为非招标产品、非中选产品或中选部件的附件（如覆盖螺丝、中央螺丝等）产品之一"]
["c2469eb7-4a9c-11ed-9447-b4055d63f15c","fcc4bc06-a1b4-11eb-ac1c-fa163e311f19","国械注进20163171325","钛及钛合金基台与配件","登士柏种植体制造公司DENTSPLY Implants Manufacturing GmbH","登士柏西诺德牙科产品（上海）有限公司","d51c96f3-4a9b-11ed-9447-b4055d63f15c","钛及钛合金基台与配件-临时基台","L: 15.01mm, D: 7mm内径:1.63mm螺钉：见型号25204",25504,null,"C0702021380000206283","C07020213800002062830000013",null,"申报企业自主确认为非招标产品、非中选产品或中选部件的附件（如覆盖螺丝、中央螺丝等）产品之一"]
["c246b8ca-4a9c-11ed-9447-b4055d63f15c","fcc4bc06-a1b4-11eb-ac1c-fa163e311f19","国械注进20163171325","钛及钛合金基台与配件","登士柏种植体制造公司DENTSPLY Implants Manufacturing GmbH","登士柏西诺德牙科产品（上海）有限公司","d51c96f3-4a9b-11ed-9447-b4055d63f15c","钛及钛合金基台与配件-临时基台","L:10.4mm，D1:2.3mm，D2:4.1mm，含螺钉",24280,null,"C0702021380000206283","C07020213800002062830000014",null,"申报企业自主确认为非招标产品、非中选产品或中选部件的附件（如覆盖螺丝、中央螺丝等）产品之一"]
["c246c824-4a9c-11ed-9447-b4055d63f15c","fcc4bc06-a1b4-11eb-ac1c-fa163e311f19","国械注进20163171325","钛及钛合金基台与配件","登士柏种植体制造公司DENTSPLY Implants Manufacturing GmbH","登士柏西诺德牙科产品（上海）有限公司","d51c96f3-4a9b-11ed-9447-b4055d63f15c","钛及钛合金基台与配件-临时基台","L: 15.29mm, D: 10mm内径:2.03mm螺钉：见型号25206",25506,null,"C0702021380000206283","C07020213800002062830000015",null,"申报企业自主确认为非招标产品、非中选产品或中选部件的附件（如覆盖螺丝、中央螺丝等）产品之一"]
["c246db15-4a9c-11ed-9447-b4055d63f15c","fcc4bc06-a1b4-11eb-ac1c-fa163e311f19","国械注进20163171325","钛及钛合金基台与配件","登士柏种植体制造公司DENTSPLY Implants Manufacturing GmbH","登士柏西诺德牙科产品（上海）有限公司","d51c96f3-4a9b-11ed-9447-b4055d63f15c","钛及钛合金基台与配件-临时基台","L: 12.44mm, D: 6mm内径:1.43mm螺钉：见型号25203",25503,null,"C0702021380000206283","C07020213800002062830000016",null,"申报企业自主确认为非招标产品、非中选产品或中选部件的附件（如覆盖螺丝、中央螺丝等）产品之一"]
["c246ed41-4a9c-11ed-9447-b4055d63f15c","fcc4bc06-a1b4-11eb-ac1c-fa163e311f19","国械注进20163171325","钛及钛合金基台与配件","登士柏种植体制造公司DENTSPLY Implants Manufacturing GmbH","登士柏西诺德牙科产品（上海）有限公司","d51c96f3-4a9b-11ed-9447-b4055d63f15c","钛及钛合金基台与配件-临时基台","L:11.5mm，D1:2.35mm，D2:4.1mm，含螺钉",24281,null,"C0702021380000206283","C07020213800002062830000017",null,"申报企业自主确认为非招标产品、非中选产品或中选部件的附件（如覆盖螺丝、中央螺丝等）产品之一"]
["c246fd57-4a9c-11ed-9447-b4055d63f15c","fcc4bc06-a1b4-11eb-ac1c-fa163e311f19","国械注进20163171325","钛及钛合金基台与配件","登士柏种植体制造公司DENTSPLY Implants Manufacturing GmbH","登士柏西诺德牙科产品（上海）有限公司","d51c96f3-4a9b-11ed-9447-b4055d63f15c","钛及钛合金基台与配件-临时基台","L: 11.4mm, D: 3.3mm上端内径:2.25mm下端内径:1.43mm；螺钉：见型号25203",25508,null,"C0702021380000206283","C07020213800002062830000018",null,"申报企业自主确认为非招标产品、非中选产品或中选部件的附件（如覆盖螺丝、中央螺丝等）产品之一"]
["c2470c98-4a9c-11ed-9447-b4055d63f15c","fcc4bc06-a1b4-11eb-ac1c-fa163e311f19","国械注进20163171325","钛及钛合金基台与配件","登士柏种植体制造公司DENTSPLY Implants Manufacturing GmbH","登士柏西诺德牙科产品（上海）有限公司","d51c96f3-4a9b-11ed-9447-b4055d63f15c","钛及钛合金基台与配件-临时基台","L: 15.09mm, D: 9mm内径:1.83mm螺钉：见型号25205",25505,null,"C0702021380000206283","C07020213800002062830000019",null,"申报企业自主确认为非招标产品、非中选产品或中选部件的附件（如覆盖螺丝、中央螺丝等）产品之一"]
["32133e95-45be-11ec-921a-0050568f9c84","6b2a2f95dac440da91b823ebfa095f1d","国械备20190001号","种植辅助材料","密易施医疗有限公司 MIS Implants Technologies Ltd.","登士柏西诺德牙科产品（上海）有限公司","fd23630b-45bd-11ec-921a-0050568f9c84","种植辅助材料-牙科塑料基底","/","MD-CP050","塑料","C0702021380400106283","C07020213804001062830000024",null,"申报企业自主确认为非招标产品、非中选产品或中选部件的附件（如覆盖螺丝、中央螺丝等）产品之一"]
["32159739-45be-11ec-921a-0050568f9c84","6b2a2f95dac440da91b823ebfa095f1d","国械备20190001号","种植辅助材料","密易施医疗有限公司 MIS Implants Technologies Ltd.","登士柏西诺德牙科产品（上海）有限公司","fd23630b-45bd-11ec-921a-0050568f9c84","种植辅助材料-牙科塑料基底","/","MD-CPH50","塑料","C0702021380400106283","C07020213804001062830000025",null,"申报企业自主确认为非招标产品、非中选产品或中选部件的附件（如覆盖螺丝、中央螺丝等）产品之一"]
["321725ba-45be-11ec-921a-0050568f9c84","6b2a2f95dac440da91b823ebfa095f1d","国械备20190001号","种植辅助材料","密易施医疗有限公司 MIS Implants Technologies Ltd.","登士柏西诺德牙科产品（上海）有限公司","fd23630b-45bd-11ec-921a-0050568f9c84","种植辅助材料-牙科塑料基底","/","MN-CP013","塑料","C0702021380400106283","C07020213804001062830000026",null,"申报企业自主确认为非招标产品、非中选产品或中选部件的附件（如覆盖螺丝、中央螺丝等）产品之一"]
["321777d7-45be-11ec-921a-0050568f9c84","6b2a2f95dac440da91b823ebfa095f1d","国械备20190001号","种植辅助材料","密易施医疗有限公司 MIS Implants Technologies Ltd.","登士柏西诺德牙科产品（上海）有限公司","fd23630b-45bd-11ec-921a-0050568f9c84","种植辅助材料-牙科塑料基底","/","MW-CP060","塑料","C0702021380400106283","C07020213804001062830000027",null,"申报企业自主确认为非招标产品、非中选产品或中选部件的附件（如覆盖螺丝、中央螺丝等）产品之一"]
["32177a24-45be-11ec-921a-0050568f9c84","6b2a2f95dac440da91b823ebfa095f1d","国械备20190001号","种植辅助材料","密易施医疗有限公司 MIS Implants Technologies Ltd.","登士柏西诺德牙科产品（上海）有限公司","fd23630b-45bd-11ec-921a-0050568f9c84","种植辅助材料-牙科塑料基底","/","MN-CPH13","塑料","C0702021380400106283","C07020213804001062830000028",null,"申报企业自主确认为非招标产品、非中选产品或中选部件的附件（如覆盖螺丝、中央螺丝等）产品之一"]
["32177c6a-45be-11ec-921a-0050568f9c84","6b2a2f95dac440da91b823ebfa095f1d","国械备20190001号","种植辅助材料","密易施医疗有限公司 MIS Implants Technologies Ltd.","登士柏西诺德牙科产品（上海）有限公司","fd23630b-45bd-11ec-921a-0050568f9c84","种植辅助材料-牙科塑料基底","/","MD-CPH13","塑料","C0702021380400106283","C07020213804001062830000029",null,"申报企业自主确认为非招标产品、非中选产品或中选部件的附件（如覆盖螺丝、中央螺丝等）产品之一"]
["32177e45-45be-11ec-921a-0050568f9c84","6b2a2f95dac440da91b823ebfa095f1d","国械备20190001号","种植辅助材料","密易施医疗有限公司 MIS Implants Technologies Ltd.","登士柏西诺德牙科产品（上海）有限公司","fd23630b-45bd-11ec-921a-0050568f9c84","种植辅助材料-牙科塑料基底","/","MW-CP013","塑料","C0702021380400106283","C07020213804001062830000030",null,"申报企业自主确认为非招标产品、非中选产品或中选部件的附件（如覆盖螺丝、中央螺丝等）产品之一"]
["32178022-45be-11ec-921a-0050568f9c84","6b2a2f95dac440da91b823ebfa095f1d","国械备20190001号","种植辅助材料","密易施医疗有限公司 MIS Implants Technologies Ltd.","登士柏西诺德牙科产品（上海）有限公司","fd23630b-45bd-11ec-921a-0050568f9c84","种植辅助材料-牙科塑料基底","/","MD-CP013","塑料","C0702021380400106283","C07020213804001062830000031",null,"申报企业自主确认为非招标产品、非中选产品或中选部件的附件（如覆盖螺丝、中央螺丝等）产品之一"]
["32178224-45be-11ec-921a-0050568f9c84","6b2a2f95dac440da91b823ebfa095f1d","国械备20190001号","种植辅助材料","密易施医疗有限公司 MIS Implants Technologies Ltd.","登士柏西诺德牙科产品（上海）有限公司","fd23630b-45bd-11ec-921a-0050568f9c84","种植辅助材料-牙科塑料基底","/","MU-CP048","塑料","C0702021380400106283","C07020213804001062830000032",null,"申报企业自主确认为非招标产品、非中选产品或中选部件的附件（如覆盖螺丝、中央螺丝等）产品之一"]
["3217842c-45be-11ec-921a-0050568f9c84","6b2a2f95dac440da91b823ebfa095f1d","国械备20190001号","种植辅助材料","密易施医疗有限公司 MIS Implants Technologies Ltd.","登士柏西诺德牙科产品（上海）有限公司","fd23630b-45bd-11ec-921a-0050568f9c84","种植辅助材料-牙科塑料基底","/","MW-CPH60","塑料","C0702021380400106283","C07020213804001062830000033",null,"申报企业自主确认为非招标产品、非中选产品或中选部件的附件（如覆盖螺丝、中央螺丝等）产品之一"]
["32178639-45be-11ec-921a-0050568f9c84","6b2a2f95dac440da91b823ebfa095f1d","国械备20190001号","种植辅助材料","密易施医疗有限公司 MIS Implants Technologies Ltd.","登士柏西诺德牙科产品（上海）有限公司","fd23630b-45bd-11ec-921a-0050568f9c84","种植辅助材料-牙科塑料基底","/","MW-CPH13","塑料","C0702021380400106283","C07020213804001062830000034",null,"申报企业自主确认为非招标产品、非中选产品或中选部件的附件（如覆盖螺丝、中央螺丝等）产品之一"]
["5d02a7b1-a629-11eb-ac1c-fa163e311f19","d6faab3d-a184-11eb-ac1c-fa163e311f19","国械注进20163171324","牙科种植体系统","登士柏种植体制造公司DENTSPLY Implants Manufacturing GmbH","登士柏西诺德牙科产品（上海）有限公司","3b048474-a284-11eb-ac1c-fa163e311f19","覆盖螺钉","长度：5,5mm,直径1,6mm",24328,"纯钛","C0702041390200106283","C07020413902001062830000028",null,"申报企业自主确认为非招标产品、非中选产品或中选部件的附件（如覆盖螺丝、中央螺丝等）产品之一"]
["5d03059d-a629-11eb-ac1c-fa163e311f19","d6faab3d-a184-11eb-ac1c-fa163e311f19","国械注进20163171324","牙科种植体系统","登士柏种植体制造公司DENTSPLY Implants Manufacturing GmbH","登士柏西诺德牙科产品（上海）有限公司","3b048474-a284-11eb-ac1c-fa163e311f19","覆盖螺钉","长度：4,65mm,直径1,4mm",24198,"纯钛","C0702041390200106283","C07020413902001062830000029",null,"申报企业自主确认为非招标产品、非中选产品或中选部件的附件（如覆盖螺丝、中央螺丝等）产品之一"]
["5d030861-a629-11eb-ac1c-fa163e311f19","d6faab3d-a184-11eb-ac1c-fa163e311f19","国械注进20163171324","牙科种植体系统","登士柏种植体制造公司DENTSPLY Implants Manufacturing GmbH","登士柏西诺德牙科产品（上海）有限公司","3b048474-a284-11eb-ac1c-fa163e311f19","覆盖螺钉","长度：6,1mm,直径1,6mm",24329,"纯钛","C0702041390200106283","C07020413902001062830000030",null,"申报企业自主确认为非招标产品、非中选产品或中选部件的附件（如覆盖螺丝、中央螺丝等）产品之一"]
["5d030b16-a629-11eb-ac1c-fa163e311f19","d6faab3d-a184-11eb-ac1c-fa163e311f19","国械注进20163171324","牙科种植体系统","登士柏种植体制造公司DENTSPLY Implants Manufacturing GmbH","登士柏西诺德牙科产品（上海）有限公司","3b048474-a284-11eb-ac1c-fa163e311f19","覆盖螺钉","长度：7.8mm,直径3，89mm",24447,"纯钛","C0702041390200106283","C07020413902001062830000031",null,"申报企业自主确认为非招标产品、非中选产品或中选部件的附件（如覆盖螺丝、中央螺丝等）产品之一"]
["5d034886-a629-11eb-ac1c-fa163e311f19","d6faab3d-a184-11eb-ac1c-fa163e311f19","国械注进20163171324","牙科种植体系统","登士柏种植体制造公司DENTSPLY Implants Manufacturing GmbH","登士柏西诺德牙科产品（上海）有限公司","3b048474-a284-11eb-ac1c-fa163e311f19","覆盖螺钉","长度：9.1mm,直径4,6mm",24448,"纯钛","C0702041390200106283","C07020413902001062830000032",null,"申报企业自主确认为非招标产品、非中选产品或中选部件的附件（如覆盖螺丝、中央螺丝等）产品之一"]
["e7bc92f5-276a-11ed-9447-b4055d63f15c","e895bfd58fa845ee8a3beacbca0827fa","国械备20180822号","转移帽","密易施医疗有限公司","登士柏西诺德牙科产品（上海）有限公司","41a6ad91-6ddb-4722-9845-0d88f5867486","转移帽","MN-RSM10","MN-RSM10",null,"C0702041390200306283","C07020413902003062830000070",null,"申报企业自主确认为非招标产品、非中选产品或中选部件的附件（如覆盖螺丝、中央螺丝等）产品之一"]
["efd553e0-e47a-11eb-b658-0050568f9c84","5dc5fce925eb403e8c21367f538da96a","国械注进20183630279","牙科种植体基台及附件Accessories of Dental Implant","MIS Implants Technologies Ltd.","登士柏西诺德牙科产品（上海）有限公司","377b49b2-e47a-11eb-b658-0050568f9c84","牙科种植体基台及附件","L=12.1, D=2.2","MD-S0224",null,"C0702041390200506283","C07020413902005062830000026",null,"申报企业自主确认为非招标产品、非中选产品或中选部件的附件（如覆盖螺丝、中央螺丝等）产品之一"]
["efdb26b7-e47a-11eb-b658-0050568f9c84","5dc5fce925eb403e8c21367f538da96a","国械注进20183630279","牙科种植体基台及附件Accessories of Dental Implant","MIS Implants Technologies Ltd.","登士柏西诺德牙科产品（上海）有限公司","377b49b2-e47a-11eb-b658-0050568f9c84","牙科种植体基台及附件","L=11.8, D=2.2","MD-S0222",null,"C0702041390200506283","C07020413902005062830000027",null,"申报企业自主确认为非招标产品、非中选产品或中选部件的附件（如覆盖螺丝、中央螺丝等）产品之一"]
["efdc8849-e47a-11eb-b658-0050568f9c84","5dc5fce925eb403e8c21367f538da96a","国械注进20183630279","牙科种植体基台及附件Accessories of Dental Implant","MIS Implants Technologies Ltd.","登士柏西诺德牙科产品（上海）有限公司","377b49b2-e47a-11eb-b658-0050568f9c84","牙科种植体基台及附件","L=7.6, D=2.2","MD-S0220",null,"C0702041390200506283","C07020413902005062830000028",null,"申报企业自主确认为非招标产品、非中选产品或中选部件的附件（如覆盖螺丝、中央螺丝等）产品之一"]
["efdde6eb-e47a-11eb-b658-0050568f9c84","5dc5fce925eb403e8c21367f538da96a","国械注进20183630279","牙科种植体基台及附件Accessories of Dental Implant","MIS Implants Technologies Ltd.","登士柏西诺德牙科产品（上海）有限公司","377b49b2-e47a-11eb-b658-0050568f9c84","牙科种植体基台及附件","L=6.9, D=2.2","MD-S0200",null,"C0702041390200506283","C07020413902005062830000029",null,"申报企业自主确认为非招标产品、非中选产品或中选部件的附件（如覆盖螺丝、中央螺丝等）产品之一"]
["efddf256-e47a-11eb-b658-0050568f9c84","5dc5fce925eb403e8c21367f538da96a","国械注进20183630279","牙科种植体基台及附件Accessories of Dental Implant","MIS Implants Technologies Ltd.","登士柏西诺德牙科产品（上海）有限公司","377b49b2-e47a-11eb-b658-0050568f9c84","牙科种植体基台及附件","L=7.6, D=2.1","MN-S0160",null,"C0702041390200506283","C07020413902005062830000030",null,"申报企业自主确认为非招标产品、非中选产品或中选部件的附件（如覆盖螺丝、中央螺丝等）产品之一"]
["072b9512-e47b-11eb-b658-0050568f9c84","5dc5fce925eb403e8c21367f538da96a","国械注进20183630279","牙科种植体基台及附件Accessories of Dental Implant","MIS Implants Technologies Ltd.","登士柏西诺德牙科产品（上海）有限公司","61cc866b-cf42-11eb-a006-0050568f9c84","牙科种植体基台及附件-基台","L=12.6, D=5, D1=2.25, 穿龈高度: h=4.5","MW-B5500",null,"C0702021380100106283","C07020213801001062830000260",null,"申报企业自主确认为非招标产品、非中选产品或中选部件的附件（如覆盖螺丝、中央螺丝等）产品之一"]
["072cde9e-e47b-11eb-b658-0050568f9c84","5dc5fce925eb403e8c21367f538da96a","国械注进20183630279","牙科种植体基台及附件Accessories of Dental Implant","MIS Implants Technologies Ltd.","登士柏西诺德牙科产品（上海）有限公司","61cc866b-cf42-11eb-a006-0050568f9c84","牙科种植体基台及附件-基台","L=8.8, D=5, D1=2.25, 穿龈高度: h=0.7","MW-B1500",null,"C0702021380100106283","C07020213801001062830000261",null,"申报企业自主确认为非招标产品、非中选产品或中选部件的附件（如覆盖螺丝、中央螺丝等）产品之一"]
["072e3674-e47b-11eb-b658-0050568f9c84","5dc5fce925eb403e8c21367f538da96a","国械注进20183630279","牙科种植体基台及附件Accessories of Dental Implant","MIS Implants Technologies Ltd.","登士柏西诺德牙科产品（上海）有限公司","61cc866b-cf42-11eb-a006-0050568f9c84","牙科种植体基台及附件-基台","L=10.6, D=5, D1=2.25, 穿龈高度: h=2.5","MW-B3500",null,"C0702021380100106283","C07020213801001062830000262",null,"申报企业自主确认为非招标产品、非中选产品或中选部件的附件（如覆盖螺丝、中央螺丝等）产品之一"]
["39ff24e6-e47c-11eb-b658-0050568f9c84","5dc5fce925eb403e8c21367f538da96a","国械注进20183630279","牙科种植体基台及附件Accessories of Dental Implant","MIS Implants Technologies Ltd.","登士柏西诺德牙科产品（上海）有限公司","61cc866b-cf42-11eb-a006-0050568f9c84","牙科种植体基台及附件-基台","L=8.5, D=5.3, 穿龈高度: h=1.2","MA-WA171",null,"C0702021380100106283","C07020213801001062830000356",null,"申报企业自主确认为非招标产品、非中选产品或中选部件的附件（如覆盖螺丝、中央螺丝等）产品之一"]
["3a00148f-e47c-11eb-b658-0050568f9c84","5dc5fce925eb403e8c21367f538da96a","国械注进20183630279","牙科种植体基台及附件Accessories of Dental Implant","MIS Implants Technologies Ltd.","登士柏西诺德牙科产品（上海）有限公司","61cc866b-cf42-11eb-a006-0050568f9c84","牙科种植体基台及附件-基台","L=8.5, D=5.1, 穿龈高度: h=1.3","MA-SA171",null,"C0702021380100106283","C07020213801001062830000357",null,"申报企业自主确认为非招标产品、非中选产品或中选部件的附件（如覆盖螺丝、中央螺丝等）产品之一"]
["45f05489-e47b-11eb-b658-0050568f9c84","5dc5fce925eb403e8c21367f538da96a","国械注进20183630279","牙科种植体基台及附件Accessories of Dental Implant","MIS Implants Technologies Ltd.","登士柏西诺德牙科产品（上海）有限公司","61cc866b-cf42-11eb-a006-0050568f9c84","牙科种植体基台及附件-基台","L=8.8, D=5.0, 穿龈高度: h=1","MA-W1480",null,"C0702021380100106283","C07020213801001062830000179",null,"申报企业自主确认为非招标产品、非中选产品或中选部件的附件（如覆盖螺丝、中央螺丝等）产品之一"]
["45f4aaeb-e47b-11eb-b658-0050568f9c84","5dc5fce925eb403e8c21367f538da96a","国械注进20183630279","牙科种植体基台及附件Accessories of Dental Implant","MIS Implants Technologies Ltd.","登士柏西诺德牙科产品（上海）有限公司","61cc866b-cf42-11eb-a006-0050568f9c84","牙科种植体基台及附件-基台","L=11, D=4.8, 穿龈高度: h=4","MA-N4480",null,"C0702021380100106283","C07020213801001062830000180",null,"申报企业自主确认为非招标产品、非中选产品或中选部件的附件（如覆盖螺丝、中央螺丝等）产品之一"]
["45f7c051-e47b-11eb-b658-0050568f9c84","5dc5fce925eb403e8c21367f538da96a","国械注进20183630279","牙科种植体基台及附件Accessories of Dental Implant","MIS Implants Technologies Ltd.","登士柏西诺德牙科产品（上海）有限公司","61cc866b-cf42-11eb-a006-0050568f9c84","牙科种植体基台及附件-基台","L=12.5, D=5.0, 穿龈高度: h=5","MA-W5480",null,"C0702021380100106283","C07020213801001062830000181",null,"申报企业自主确认为非招标产品、非中选产品或中选部件的附件（如覆盖螺丝、中央螺丝等）产品之一"]
["45f7c312-e47b-11eb-b658-0050568f9c84","5dc5fce925eb403e8c21367f538da96a","国械注进20183630279","牙科种植体基台及附件Accessories of Dental Implant","MIS Implants Technologies Ltd.","登士柏西诺德牙科产品（上海）有限公司","61cc866b-cf42-11eb-a006-0050568f9c84","牙科种植体基台及附件-基台","L=8.8, D=5.0, 穿龈高度: h=1.3","MA-S1480",null,"C0702021380100106283","C07020213801001062830000182",null,"申报企业自主确认为非招标产品、非中选产品或中选部件的附件（如覆盖螺丝、中央螺丝等）产品之一"]
["45f7d2c0-e47b-11eb-b658-0050568f9c84","5dc5fce925eb403e8c21367f538da96a","国械注进20183630279","牙科种植体基台及附件Accessories of Dental Implant","MIS Implants Technologies Ltd.","登士柏西诺德牙科产品（上海）有限公司","61cc866b-cf42-11eb-a006-0050568f9c84","牙科种植体基台及附件-基台","L=9.5, D=5.0, 穿龈高度: h=2","MA-S2480",null,"C0702021380100106283","C07020213801001062830000183",null,"申报企业自主确认为非招标产品、非中选产品或中选部件的附件（如覆盖螺丝、中央螺丝等）产品之一"]
["45f7d4df-e47b-11eb-b658-0050568f9c84","5dc5fce925eb403e8c21367f538da96a","国械注进20183630279","牙科种植体基台及附件Accessories of Dental Implant","MIS Implants Technologies Ltd.","登士柏西诺德牙科产品（上海）有限公司","61cc866b-cf42-11eb-a006-0050568f9c84","牙科种植体基台及附件-基台","L=9.0, D=4.8, 穿龈高度: h=2.2","MA-N2480",null,"C0702021380100106283","C07020213801001062830000184",null,"申报企业自主确认为非招标产品、非中选产品或中选部件的附件（如覆盖螺丝、中央螺丝等）产品之一"]
["45f7d6b3-e47b-11eb-b658-0050568f9c84","5dc5fce925eb403e8c21367f538da96a","国械注进20183630279","牙科种植体基台及附件Accessories of Dental Implant","MIS Implants Technologies Ltd.","登士柏西诺德牙科产品（上海）有限公司","61cc866b-cf42-11eb-a006-0050568f9c84","牙科种植体基台及附件-基台","L=12.5, D=5.0, 穿龈高度: h=5","MA-S5480",null,"C0702021380100106283","C07020213801001062830000185",null,"申报企业自主确认为非招标产品、非中选产品或中选部件的附件（如覆盖螺丝、中央螺丝等）产品之一"]
["45f7d871-e47b-11eb-b658-0050568f9c84","5dc5fce925eb403e8c21367f538da96a","国械注进20183630279","牙科种植体基台及附件Accessories of Dental Implant","MIS Implants Technologies Ltd.","登士柏西诺德牙科产品（上海）有限公司","61cc866b-cf42-11eb-a006-0050568f9c84","牙科种植体基台及附件-基台","L=10, D=4.8, 穿龈高度: h=3","MA-N3480",null,"C0702021380100106283","C07020213801001062830000186",null,"申报企业自主确认为非招标产品、非中选产品或中选部件的附件（如覆盖螺丝、中央螺丝等）产品之一"]
["45f7da23-e47b-11eb-b658-0050568f9c84","5dc5fce925eb403e8c21367f538da96a","国械注进20183630279","牙科种植体基台及附件Accessories of Dental Implant","MIS Implants Technologies Ltd.","登士柏西诺德牙科产品（上海）有限公司","61cc866b-cf42-11eb-a006-0050568f9c84","牙科种植体基台及附件-基台","L=8.3, D=4.8, 穿龈高度: h=1.3","MA-N1480",null,"C0702021380100106283","C07020213801001062830000187",null,"申报企业自主确认为非招标产品、非中选产品或中选部件的附件（如覆盖螺丝、中央螺丝等）产品之一"]
["45f7dcf2-e47b-11eb-b658-0050568f9c84","5dc5fce925eb403e8c21367f538da96a","国械注进20183630279","牙科种植体基台及附件Accessories of Dental Implant","MIS Implants Technologies Ltd.","登士柏西诺德牙科产品（上海）有限公司","61cc866b-cf42-11eb-a006-0050568f9c84","牙科种植体基台及附件-基台","L=11.5, D=5.0, 穿龈高度: h=4","MA-S4480",null,"C0702021380100106283","C07020213801001062830000188",null,"申报企业自主确认为非招标产品、非中选产品或中选部件的附件（如覆盖螺丝、中央螺丝等）产品之一"]
["45f7deb2-e47b-11eb-b658-0050568f9c84","5dc5fce925eb403e8c21367f538da96a","国械注进20183630279","牙科种植体基台及附件Accessories of Dental Implant","MIS Implants Technologies Ltd.","登士柏西诺德牙科产品（上海）有限公司","61cc866b-cf42-11eb-a006-0050568f9c84","牙科种植体基台及附件-基台","L=10.5, D=5.0, 穿龈高度: h=3","MA-S3480",null,"C0702021380100106283","C07020213801001062830000189",null,"申报企业自主确认为非招标产品、非中选产品或中选部件的附件（如覆盖螺丝、中央螺丝等）产品之一"]
["45f7e062-e47b-11eb-b658-0050568f9c84","5dc5fce925eb403e8c21367f538da96a","国械注进20183630279","牙科种植体基台及附件Accessories of Dental Implant","MIS Implants Technologies Ltd.","登士柏西诺德牙科产品（上海）有限公司","61cc866b-cf42-11eb-a006-0050568f9c84","牙科种植体基台及附件-基台","L=10.5, D=5.0, 穿龈高度: h=3","MA-W3480",null,"C0702021380100106283","C07020213801001062830000190",null,"申报企业自主确认为非招标产品、非中选产品或中选部件的附件（如覆盖螺丝、中央螺丝等）产品之一"]
["78620369-e47b-11eb-b658-0050568f9c84","5dc5fce925eb403e8c21367f538da96a","国械注进20183630279","牙科种植体基台及附件Accessories of Dental Implant","MIS Implants Technologies Ltd.","登士柏西诺德牙科产品（上海）有限公司","61cc866b-cf42-11eb-a006-0050568f9c84","牙科种植体基台及附件-基台","L=10.7, D=4.1, D1=2.5, 穿龈高度: h=3.8","MD-OE437",null,"C0702021380100106283","C07020213801001062830000478",null,"申报企业自主确认为非招标产品、非中选产品或中选部件的附件（如覆盖螺丝、中央螺丝等）产品之一"]
["78620e67-e47b-11eb-b658-0050568f9c84","5dc5fce925eb403e8c21367f538da96a","国械注进20183630279","牙科种植体基台及附件Accessories of Dental Implant","MIS Implants Technologies Ltd.","登士柏西诺德牙科产品（上海）有限公司","61cc866b-cf42-11eb-a006-0050568f9c84","牙科种植体基台及附件-基台","L=11.9, D=5, D1=2.5, 穿龈高度: h=4.8","MW-OE550",null,"C0702021380100106283","C07020213801001062830000479",null,"申报企业自主确认为非招标产品、非中选产品或中选部件的附件（如覆盖螺丝、中央螺丝等）产品之一"]
["786210ee-e47b-11eb-b658-0050568f9c84","5dc5fce925eb403e8c21367f538da96a","国械注进20183630279","牙科种植体基台及附件Accessories of Dental Implant","MIS Implants Technologies Ltd.","登士柏西诺德牙科产品（上海）有限公司","61cc866b-cf42-11eb-a006-0050568f9c84","牙科种植体基台及附件-基台","L=9.7, D=2.5, 穿龈高度: h=2.8","MN-OE333",null,"C0702021380100106283","C07020213801001062830000480",null,"申报企业自主确认为非招标产品、非中选产品或中选部件的附件（如覆盖螺丝、中央螺丝等）产品之一"]
["78641744-e47b-11eb-b658-0050568f9c84","5dc5fce925eb403e8c21367f538da96a","国械注进20183630279","牙科种植体基台及附件Accessories of Dental Implant","MIS Implants Technologies Ltd.","登士柏西诺德牙科产品（上海）有限公司","61cc866b-cf42-11eb-a006-0050568f9c84","牙科种植体基台及附件-基台","L=10.7, D=4.1, D1=2.5, 穿龈高度: h=3.8","MN-OE433",null,"C0702021380100106283","C07020213801001062830000481",null,"申报企业自主确认为非招标产品、非中选产品或中选部件的附件（如覆盖螺丝、中央螺丝等）产品之一"]
["78642379-e47b-11eb-b658-0050568f9c84","5dc5fce925eb403e8c21367f538da96a","国械注进20183630279","牙科种植体基台及附件Accessories of Dental Implant","MIS Implants Technologies Ltd.","登士柏西诺德牙科产品（上海）有限公司","61cc866b-cf42-11eb-a006-0050568f9c84","牙科种植体基台及附件-基台","L=7.9, D=4.1, D1=2.5, 穿龈高度: h=1","MN-OE133",null,"C0702021380100106283","C07020213801001062830000482",null,"申报企业自主确认为非招标产品、非中选产品或中选部件的附件（如覆盖螺丝、中央螺丝等）产品之一"]
["786425d1-e47b-11eb-b658-0050568f9c84","5dc5fce925eb403e8c21367f538da96a","国械注进20183630279","牙科种植体基台及附件Accessories of Dental Implant","MIS Implants Technologies Ltd.","登士柏西诺德牙科产品（上海）有限公司","61cc866b-cf42-11eb-a006-0050568f9c84","牙科种植体基台及附件-基台","L=7.9, D=4.1, D1=2.5, 穿龈高度: h=1","MD-OE137",null,"C0702021380100106283","C07020213801001062830000483",null,"申报企业自主确认为非招标产品、非中选产品或中选部件的附件（如覆盖螺丝、中央螺丝等）产品之一"]
["78642794-e47b-11eb-b658-0050568f9c84","5dc5fce925eb403e8c21367f538da96a","国械注进20183630279","牙科种植体基台及附件Accessories of Dental Implant","MIS Implants Technologies Ltd.","登士柏西诺德牙科产品（上海）有限公司","61cc866b-cf42-11eb-a006-0050568f9c84","牙科种植体基台及附件-基台","L=8.7, D=4.1, D1=2.5, 穿龈高度: h=1.8","MN-OE233",null,"C0702021380100106283","C07020213801001062830000484",null,"申报企业自主确认为非招标产品、非中选产品或中选部件的附件（如覆盖螺丝、中央螺丝等）产品之一"]
["78643132-e47b-11eb-b658-0050568f9c84","5dc5fce925eb403e8c21367f538da96a","国械注进20183630279","牙科种植体基台及附件Accessories of Dental Implant","MIS Implants Technologies Ltd.","登士柏西诺德牙科产品（上海）有限公司","61cc866b-cf42-11eb-a006-0050568f9c84","牙科种植体基台及附件-基台","L=8.1, D=5, D1=2.5, 穿龈高度: h=1","MW-OE150",null,"C0702021380100106283","C07020213801001062830000485",null,"申报企业自主确认为非招标产品、非中选产品或中选部件的附件（如覆盖螺丝、中央螺丝等）产品之一"]
["7864331a-e47b-11eb-b658-0050568f9c84","5dc5fce925eb403e8c21367f538da96a","国械注进20183630279","牙科种植体基台及附件Accessories of Dental Implant","MIS Implants Technologies Ltd.","登士柏西诺德牙科产品（上海）有限公司","61cc866b-cf42-11eb-a006-0050568f9c84","牙科种植体基台及附件-基台","L=9.9, D=5, D1=2.5, 穿龈高度: h=2.8","MW-OE350",null,"C0702021380100106283","C07020213801001062830000486",null,"申报企业自主确认为非招标产品、非中选产品或中选部件的附件（如覆盖螺丝、中央螺丝等）产品之一"]
["78643519-e47b-11eb-b658-0050568f9c84","5dc5fce925eb403e8c21367f538da96a","国械注进20183630279","牙科种植体基台及附件Accessories of Dental Implant","MIS Implants Technologies Ltd.","登士柏西诺德牙科产品（上海）有限公司","61cc866b-cf42-11eb-a006-0050568f9c84","牙科种植体基台及附件-基台","L=8.7, D=4.1, D1=2.5, 穿龈高度: h=1.8","MD-OE237",null,"C0702021380100106283","C07020213801001062830000487",null,"申报企业自主确认为非招标产品、非中选产品或中选部件的附件（如覆盖螺丝、中央螺丝等）产品之一"]
["786436c3-e47b-11eb-b658-0050568f9c84","5dc5fce925eb403e8c21367f538da96a","国械注进20183630279","牙科种植体基台及附件Accessories of Dental Implant","MIS Implants Technologies Ltd.","登士柏西诺德牙科产品（上海）有限公司","61cc866b-cf42-11eb-a006-0050568f9c84","牙科种植体基台及附件-基台","L=11.7, D=4.1, D1=2.5, 穿龈高度: h=4.8","MN-OE533",null,"C0702021380100106283","C07020213801001062830000488",null,"申报企业自主确认为非招标产品、非中选产品或中选部件的附件（如覆盖螺丝、中央螺丝等）产品之一"]
["78644697-e47b-11eb-b658-0050568f9c84","5dc5fce925eb403e8c21367f538da96a","国械注进20183630279","牙科种植体基台及附件Accessories of Dental Implant","MIS Implants Technologies Ltd.","登士柏西诺德牙科产品（上海）有限公司","61cc866b-cf42-11eb-a006-0050568f9c84","牙科种植体基台及附件-基台","L=9.7, D=4.1, D1=2.5, 穿龈高度: h=2.8","MD-OE337",null,"C0702021380100106283","C07020213801001062830000489",null,"申报企业自主确认为非招标产品、非中选产品或中选部件的附件（如覆盖螺丝、中央螺丝等）产品之一"]
["78644860-e47b-11eb-b658-0050568f9c84","5dc5fce925eb403e8c21367f538da96a","国械注进20183630279","牙科种植体基台及附件Accessories of Dental Implant","MIS Implants Technologies Ltd.","登士柏西诺德牙科产品（上海）有限公司","61cc866b-cf42-11eb-a006-0050568f9c84","牙科种植体基台及附件-基台","L=11.7, D=4.1, D1=2.5, 穿龈高度: h=4.8","MD-OE537",null,"C0702021380100106283","C07020213801001062830000490",null,"申报企业自主确认为非招标产品、非中选产品或中选部件的附件（如覆盖螺丝、中央螺丝等）产品之一"]
["c667c614-75e3-11ed-9447-b4055d63f15c","5dc5fce925eb403e8c21367f538da96a","国械注进20183630279","牙科种植体基台及附件Accessories of Dental Implant","MIS Implants Technologies Ltd.","登士柏西诺德牙科产品（上海）有限公司","94703799-75e3-11ed-9447-b4055d63f15c","牙科种植体基台及附件-基台","L=15.5, L1=13, D=4.8, 穿龈高度: h=1","MD-TCH13",null,"C0702021380000206283","C07020213800002062830000027",null,"申报企业自主确认为非招标产品、非中选产品或中选部件的附件（如覆盖螺丝、中央螺丝等）产品之一"]
["c66817bf-75e3-11ed-9447-b4055d63f15c","5dc5fce925eb403e8c21367f538da96a","国械注进20183630279","牙科种植体基台及附件Accessories of Dental Implant","MIS Implants Technologies Ltd.","登士柏西诺德牙科产品（上海）有限公司","94703799-75e3-11ed-9447-b4055d63f15c","牙科种植体基台及附件-基台","L=15.9, L1=13, D=5.5, 穿龈高度: h=1","MW-TC013",null,"C0702021380000206283","C07020213800002062830000028",null,"申报企业自主确认为非招标产品、非中选产品或中选部件的附件（如覆盖螺丝、中央螺丝等）产品之一"]
["c6682355-75e3-11ed-9447-b4055d63f15c","5dc5fce925eb403e8c21367f538da96a","国械注进20183630279","牙科种植体基台及附件Accessories of Dental Implant","MIS Implants Technologies Ltd.","登士柏西诺德牙科产品（上海）有限公司","94703799-75e3-11ed-9447-b4055d63f15c","牙科种植体基台及附件-基台","L=16, L1=13, D=5.5, 穿龈高度: h=1","MW-TCH13",null,"C0702021380000206283","C07020213800002062830000029",null,"申报企业自主确认为非招标产品、非中选产品或中选部件的附件（如覆盖螺丝、中央螺丝等）产品之一"]
["c66826e3-75e3-11ed-9447-b4055d63f15c","5dc5fce925eb403e8c21367f538da96a","国械注进20183630279","牙科种植体基台及附件Accessories of Dental Implant","MIS Implants Technologies Ltd.","登士柏西诺德牙科产品（上海）有限公司","94703799-75e3-11ed-9447-b4055d63f15c","牙科种植体基台及附件-基台","L=15.5, L1=12.8, D=4, 穿龈高度: h=1","MN-TCH13",null,"C0702021380000206283","C07020213800002062830000030",null,"申报企业自主确认为非招标产品、非中选产品或中选部件的附件（如覆盖螺丝、中央螺丝等）产品之一"]
["c6682a45-75e3-11ed-9447-b4055d63f15c","5dc5fce925eb403e8c21367f538da96a","国械注进20183630279","牙科种植体基台及附件Accessories of Dental Implant","MIS Implants Technologies Ltd.","登士柏西诺德牙科产品（上海）有限公司","94703799-75e3-11ed-9447-b4055d63f15c","牙科种植体基台及附件-基台","L=16, L1=13, D=4.8, 穿龈高度: h=1","MD-TC013",null,"C0702021380000206283","C07020213800002062830000031",null,"申报企业自主确认为非招标产品、非中选产品或中选部件的附件（如覆盖螺丝、中央螺丝等）产品之一"]
["c6682dbc-75e3-11ed-9447-b4055d63f15c","5dc5fce925eb403e8c21367f538da96a","国械注进20183630279","牙科种植体基台及附件Accessories of Dental Implant","MIS Implants Technologies Ltd.","登士柏西诺德牙科产品（上海）有限公司","94703799-75e3-11ed-9447-b4055d63f15c","牙科种植体基台及附件-基台","L=15.5, L1=12.8, D=4, 穿龈高度: h=1","MN-TC013",null,"C0702021380000206283","C07020213800002062830000032",null,"申报企业自主确认为非招标产品、非中选产品或中选部件的附件（如覆盖螺丝、中央螺丝等）产品之一"]
["66a95be2-e035-11e9-953f-fa163e0a8baf","39c3c61d-d45d-11e9-953f-fa163e0a8baf","国械注进20153173607","钛基台Dental Titanium Abutments","DENTSPLY Implants Manufacturing GmbH登士柏种植体制造公司","登士柏西诺德牙科产品（上海）有限公司","79995d39-dab2-11e9-953f-fa163e0a8baf","钛基台","基台：L:11mm，D1:2.06mm，D2:3.4mm 螺钉：L:5.7mm，D:2.1mm，T:M1.4mm",25018,null,"C0702021380000206283","C07020213800002062830000001",null,"申报企业自主确认为非招标产品、非中选产品或中选部件的附件（如覆盖螺丝、中央螺丝等）产品之一"]
["66b2119e-e035-11e9-953f-fa163e0a8baf","39c3c61d-d45d-11e9-953f-fa163e0a8baf","国械注进20153173607","钛基台Dental Titanium Abutments","DENTSPLY Implants Manufacturing GmbH登士柏种植体制造公司","登士柏西诺德牙科产品（上海）有限公司","79995d39-dab2-11e9-953f-fa163e0a8baf","钛基台","基台：L：12.75mm，D1：2.92mm，D2：4.5mm 螺钉：L:8.3mm,D:2.35mm,T:M2mm",25015,null,"C0702021380000206283","C07020213800002062830000002",null,"申报企业自主确认为非招标产品、非中选产品或中选部件的附件（如覆盖螺丝、中央螺丝等）产品之一"]
["66b22e37-e035-11e9-953f-fa163e0a8baf","39c3c61d-d45d-11e9-953f-fa163e0a8baf","国械注进20153173607","钛基台Dental Titanium Abutments","DENTSPLY Implants Manufacturing GmbH登士柏种植体制造公司","登士柏西诺德牙科产品（上海）有限公司","79995d39-dab2-11e9-953f-fa163e0a8baf","钛基台","基台：L:11.35mm，D1:2.92mm，D2:4.5mm 螺钉：L:8.3mm，D:2.35mm，T:M2mm",25016,null,"C0702021380000206283","C07020213800002062830000003",null,"申报企业自主确认为非招标产品、非中选产品或中选部件的附件（如覆盖螺丝、中央螺丝等）产品之一"]
["be931f3a-a630-11eb-ac1c-fa163e311f19","9fa5c701-a1bb-11eb-ac1c-fa163e311f19","国械注进20163172336","牙种植体附件","登士柏种植体制造公司DENTSPLY Implants Manufacturing GmbH","登士柏西诺德牙科产品（上海）有限公司","8a7df5f1-a30f-11eb-ac1c-fa163e311f19","牙种植体附件-基台","牙龈高度2，直径3.4","46-2832","钛合金","C0702021380100106283","C07020213801001062830000090",null,"申报企业自主确认为非招标产品、非中选产品或中选部件的附件（如覆盖螺丝、中央螺丝等）产品之一"]
["be934d17-a630-11eb-ac1c-fa163e311f19","9fa5c701-a1bb-11eb-ac1c-fa163e311f19","国械注进20163172336","牙种植体附件","登士柏种植体制造公司DENTSPLY Implants Manufacturing GmbH","登士柏西诺德牙科产品（上海）有限公司","8a7df5f1-a30f-11eb-ac1c-fa163e311f19","牙种植体附件-基台","牙龈高度5，直径3.4","46-2835","钛合金","C0702021380100106283","C07020213801001062830000084",null,"申报企业自主确认为非招标产品、非中选产品或中选部件的附件（如覆盖螺丝、中央螺丝等）产品之一"]
["be9365fa-a630-11eb-ac1c-fa163e311f19","9fa5c701-a1bb-11eb-ac1c-fa163e311f19","国械注进20163172336","牙种植体附件","登士柏种植体制造公司DENTSPLY Implants Manufacturing GmbH","登士柏西诺德牙科产品（上海）有限公司","8a7df5f1-a30f-11eb-ac1c-fa163e311f19","牙种植体附件-基台","牙龈高度1，直径3.4","46-2831","钛合金","C0702021380100106283","C07020213801001062830000076",null,"申报企业自主确认为非招标产品、非中选产品或中选部件的附件（如覆盖螺丝、中央螺丝等）产品之一"]
["be93690a-a630-11eb-ac1c-fa163e311f19","9fa5c701-a1bb-11eb-ac1c-fa163e311f19","国械注进20163172336","牙种植体附件","登士柏种植体制造公司DENTSPLY Implants Manufacturing GmbH","登士柏西诺德牙科产品（上海）有限公司","8a7df5f1-a30f-11eb-ac1c-fa163e311f19","牙种植体附件-基台","牙龈高度3，直径3.4","46-2833","钛合金","C0702021380100106283","C07020213801001062830000078",null,"申报企业自主确认为非招标产品、非中选产品或中选部件的附件（如覆盖螺丝、中央螺丝等）产品之一"]
["0ec924b2-a630-11eb-ac1c-fa163e311f19","9fa5c701-a1bb-11eb-ac1c-fa163e311f19","国械注进20163172336","牙种植体附件","登士柏种植体制造公司DENTSPLY Implants Manufacturing GmbH","登士柏西诺德牙科产品（上海）有限公司","8f2a1f5f-a310-11eb-ac1c-fa163e311f19","牙种植体附件","长8.8，最大直径2","46-4304","纯钛;钛合金","C0702041390200506283","C07020413902005062830000019",null,"申报企业自主确认为非招标产品、非中选产品或中选部件的附件（如覆盖螺丝、中央螺丝等）产品之一"]
["0ec97e9e-a630-11eb-ac1c-fa163e311f19","9fa5c701-a1bb-11eb-ac1c-fa163e311f19","国械注进20163172336","牙种植体附件","登士柏种植体制造公司DENTSPLY Implants Manufacturing GmbH","登士柏西诺德牙科产品（上海）有限公司","8f2a1f5f-a310-11eb-ac1c-fa163e311f19","牙种植体附件","长8.8，最大直径2.1","46-4305","纯钛;钛合金","C0702041390200506283","C07020413902005062830000020",null,"申报企业自主确认为非招标产品、非中选产品或中选部件的附件（如覆盖螺丝、中央螺丝等）产品之一"]
["e967360e-494b-11ed-9447-b4055d63f15c","9fa5c701-a1bb-11eb-ac1c-fa163e311f19","国械注进20163172336","牙种植体附件","登士柏种植体制造公司DENTSPLY Implants Manufacturing GmbH","登士柏西诺德牙科产品（上海）有限公司","ad6167b2-494b-11ed-9447-b4055d63f15c","牙种植体附件-基台","牙龈高度5，直径5.5","46-2865","纯钛TA2","C0702021380500106283","C07020213805001062830000049",null,"申报企业自主确认为非招标产品、非中选产品或中选部件的附件（如覆盖螺丝、中央螺丝等）产品之一"]
["e967b38c-494b-11ed-9447-b4055d63f15c","9fa5c701-a1bb-11eb-ac1c-fa163e311f19","国械注进20163172336","牙种植体附件","登士柏种植体制造公司DENTSPLY Implants Manufacturing GmbH","登士柏西诺德牙科产品（上海）有限公司","ad6167b2-494b-11ed-9447-b4055d63f15c","牙种植体附件-基台","牙龈高度1，直径5.5","46-2861","纯钛TA2","C0702021380500106283","C07020213805001062830000050",null,"申报企业自主确认为非招标产品、非中选产品或中选部件的附件（如覆盖螺丝、中央螺丝等）产品之一"]
["e967de78-494b-11ed-9447-b4055d63f15c","9fa5c701-a1bb-11eb-ac1c-fa163e311f19","国械注进20163172336","牙种植体附件","登士柏种植体制造公司DENTSPLY Implants Manufacturing GmbH","登士柏西诺德牙科产品（上海）有限公司","ad6167b2-494b-11ed-9447-b4055d63f15c","牙种植体附件-基台","牙龈高度2，直径4.5","46-2852","纯钛TA2","C0702021380500106283","C07020213805001062830000051",null,"申报企业自主确认为非招标产品、非中选产品或中选部件的附件（如覆盖螺丝、中央螺丝等）产品之一"]
["e967fb77-494b-11ed-9447-b4055d63f15c","9fa5c701-a1bb-11eb-ac1c-fa163e311f19","国械注进20163172336","牙种植体附件","登士柏种植体制造公司DENTSPLY Implants Manufacturing GmbH","登士柏西诺德牙科产品（上海）有限公司","ad6167b2-494b-11ed-9447-b4055d63f15c","牙种植体附件-基台","牙龈高度3，直径3.8","46-2843","纯钛TA2","C0702021380500106283","C07020213805001062830000052",null,"申报企业自主确认为非招标产品、非中选产品或中选部件的附件（如覆盖螺丝、中央螺丝等）产品之一"]
["e9681617-494b-11ed-9447-b4055d63f15c","9fa5c701-a1bb-11eb-ac1c-fa163e311f19","国械注进20163172336","牙种植体附件","登士柏种植体制造公司DENTSPLY Implants Manufacturing GmbH","登士柏西诺德牙科产品（上海）有限公司","ad6167b2-494b-11ed-9447-b4055d63f15c","牙种植体附件-基台","牙龈高度9，直径3.8","46-2849","纯钛TA2","C0702021380500106283","C07020213805001062830000053",null,"申报企业自主确认为非招标产品、非中选产品或中选部件的附件（如覆盖螺丝、中央螺丝等）产品之一"]
["e9682083-494b-11ed-9447-b4055d63f15c","9fa5c701-a1bb-11eb-ac1c-fa163e311f19","国械注进20163172336","牙种植体附件","登士柏种植体制造公司DENTSPLY Implants Manufacturing GmbH","登士柏西诺德牙科产品（上海）有限公司","ad6167b2-494b-11ed-9447-b4055d63f15c","牙种植体附件-基台","牙龈高度5，直径4.5","46-2855","纯钛TA2","C0702021380500106283","C07020213805001062830000054",null,"申报企业自主确认为非招标产品、非中选产品或中选部件的附件（如覆盖螺丝、中央螺丝等）产品之一"]
["e968290a-494b-11ed-9447-b4055d63f15c","9fa5c701-a1bb-11eb-ac1c-fa163e311f19","国械注进20163172336","牙种植体附件","登士柏种植体制造公司DENTSPLY Implants Manufacturing GmbH","登士柏西诺德牙科产品（上海）有限公司","ad6167b2-494b-11ed-9447-b4055d63f15c","牙种植体附件-基台","牙龈高度2，直径3.8","46-2842","纯钛TA2","C0702021380500106283","C07020213805001062830000055",null,"申报企业自主确认为非招标产品、非中选产品或中选部件的附件（如覆盖螺丝、中央螺丝等）产品之一"]
["e9682b85-494b-11ed-9447-b4055d63f15c","9fa5c701-a1bb-11eb-ac1c-fa163e311f19","国械注进20163172336","牙种植体附件","登士柏种植体制造公司DENTSPLY Implants Manufacturing GmbH","登士柏西诺德牙科产品（上海）有限公司","ad6167b2-494b-11ed-9447-b4055d63f15c","牙种植体附件-基台","牙龈高度5，直径3.8","46-2845","纯钛TA2","C0702021380500106283","C07020213805001062830000056",null,"申报企业自主确认为非招标产品、非中选产品或中选部件的附件（如覆盖螺丝、中央螺丝等）产品之一"]
["e9682e04-494b-11ed-9447-b4055d63f15c","9fa5c701-a1bb-11eb-ac1c-fa163e311f19","国械注进20163172336","牙种植体附件","登士柏种植体制造公司DENTSPLY Implants Manufacturing GmbH","登士柏西诺德牙科产品（上海）有限公司","ad6167b2-494b-11ed-9447-b4055d63f15c","牙种植体附件-基台","牙龈高度2，直径5.5","46-2862","纯钛TA2","C0702021380500106283","C07020213805001062830000057",null,"申报企业自主确认为非招标产品、非中选产品或中选部件的附件（如覆盖螺丝、中央螺丝等）产品之一"]
["e96831b0-494b-11ed-9447-b4055d63f15c","9fa5c701-a1bb-11eb-ac1c-fa163e311f19","国械注进20163172336","牙种植体附件","登士柏种植体制造公司DENTSPLY Implants Manufacturing GmbH","登士柏西诺德牙科产品（上海）有限公司","ad6167b2-494b-11ed-9447-b4055d63f15c","牙种植体附件-基台","牙龈高度1，直径4.5","46-2851","纯钛TA2","C0702021380500106283","C07020213805001062830000058",null,"申报企业自主确认为非招标产品、非中选产品或中选部件的附件（如覆盖螺丝、中央螺丝等）产品之一"]
["e96854a3-494b-11ed-9447-b4055d63f15c","9fa5c701-a1bb-11eb-ac1c-fa163e311f19","国械注进20163172336","牙种植体附件","登士柏种植体制造公司DENTSPLY Implants Manufacturing GmbH","登士柏西诺德牙科产品（上海）有限公司","ad6167b2-494b-11ed-9447-b4055d63f15c","牙种植体附件-基台","牙龈高度9，直径4.5","46-2859","纯钛TA2","C0702021380500106283","C07020213805001062830000059",null,"申报企业自主确认为非招标产品、非中选产品或中选部件的附件（如覆盖螺丝、中央螺丝等）产品之一"]
["e9685729-494b-11ed-9447-b4055d63f15c","9fa5c701-a1bb-11eb-ac1c-fa163e311f19","国械注进20163172336","牙种植体附件","登士柏种植体制造公司DENTSPLY Implants Manufacturing GmbH","登士柏西诺德牙科产品（上海）有限公司","ad6167b2-494b-11ed-9447-b4055d63f15c","牙种植体附件-基台","牙龈高度3，直径4.5","46-2853","纯钛TA2","C0702021380500106283","C07020213805001062830000060",null,"申报企业自主确认为非招标产品、非中选产品或中选部件的附件（如覆盖螺丝、中央螺丝等）产品之一"]
["e968599d-494b-11ed-9447-b4055d63f15c","9fa5c701-a1bb-11eb-ac1c-fa163e311f19","国械注进20163172336","牙种植体附件","登士柏种植体制造公司DENTSPLY Implants Manufacturing GmbH","登士柏西诺德牙科产品（上海）有限公司","ad6167b2-494b-11ed-9447-b4055d63f15c","牙种植体附件-基台","牙龈高度3，直径5.5","46-2863","纯钛TA2","C0702021380500106283","C07020213805001062830000061",null,"申报企业自主确认为非招标产品、非中选产品或中选部件的附件（如覆盖螺丝、中央螺丝等）产品之一"]
["e96865d9-494b-11ed-9447-b4055d63f15c","9fa5c701-a1bb-11eb-ac1c-fa163e311f19","国械注进20163172336","牙种植体附件","登士柏种植体制造公司DENTSPLY Implants Manufacturing GmbH","登士柏西诺德牙科产品（上海）有限公司","ad6167b2-494b-11ed-9447-b4055d63f15c","牙种植体附件-基台","牙龈高度1，直径3.8","46-2841","纯钛TA2","C0702021380500106283","C07020213805001062830000062",null,"申报企业自主确认为非招标产品、非中选产品或中选部件的附件（如覆盖螺丝、中央螺丝等）产品之一"]
["ec4b8327-cffc-11eb-a006-0050568f9c84","d5d8c35e-b7ee-11e9-974a-fa163e0a8baf","国械注进20193170310","人工牙种植体系统","密易施医疗有限公司MIS Implants Technologies Ltd.","登士柏西诺德牙科产品（上海）有限公司","cfefa8b2-cffb-11eb-a006-0050568f9c84","人工牙种植体系统","L=4.7, D=3.8","MC1-00375",null,"C0702041390200106283","C07020413902001062830000034",null,"申报企业自主确认为非招标产品、非中选产品或中选部件的附件（如覆盖螺丝、中央螺丝等）产品之一"]
["ec4c9faf-cffc-11eb-a006-0050568f9c84","d5d8c35e-b7ee-11e9-974a-fa163e0a8baf","国械注进20193170310","人工牙种植体系统","密易施医疗有限公司MIS Implants Technologies Ltd.","登士柏西诺德牙科产品（上海）有限公司","cfefa8b2-cffb-11eb-a006-0050568f9c84","人工牙种植体系统","L=4.8, D=4.55","MC1-00470",null,"C0702041390200106283","C07020413902001062830000035",null,"申报企业自主确认为非招标产品、非中选产品或中选部件的附件（如覆盖螺丝、中央螺丝等）产品之一"]
["ec4ff9a5-cffc-11eb-a006-0050568f9c84","d5d8c35e-b7ee-11e9-974a-fa163e0a8baf","国械注进20193170310","人工牙种植体系统","密易施医疗有限公司MIS Implants Technologies Ltd.","登士柏西诺德牙科产品（上海）有限公司","cfefa8b2-cffb-11eb-a006-0050568f9c84","人工牙种植体系统","L=4.7, D=3.3","MC1-00330",null,"C0702041390200106283","C07020413902001062830000036",null,"申报企业自主确认为非招标产品、非中选产品或中选部件的附件（如覆盖螺丝、中央螺丝等）产品之一"]
["a428cae8-dd6f-11e9-953f-fa163e0a8baf","739839e2-485f-11ec-921a-0050568f9c84","国械注许20163170110","内八角种植体配件","台湾美佳境股份有限公司 台湾美佳境股份有限公司","士卓曼（中国）投资有限公司","0364453e-dd6c-11e9-953f-fa163e0a8baf","内八角种植体配件-内八角中央螺钉","内八角中央螺钉","EXIMS100","TC4","C0702041390200516159","C07020413902005161590000001",null,"申报企业自主确认为非招标产品、非中选产品或中选部件的附件（如覆盖螺丝、中央螺丝等）产品之一"]
["a428e743-dd6f-11e9-953f-fa163e0a8baf","739839e2-485f-11ec-921a-0050568f9c84","国械注许20163170110","内八角种植体配件","台湾美佳境股份有限公司 台湾美佳境股份有限公司","士卓曼（中国）投资有限公司","0364453e-dd6c-11e9-953f-fa163e0a8baf","内八角种植体配件-内八角中央螺钉","内八角中央螺钉","IAAS600","TC4","C0702041390200516159","C07020413902005161590000002",null,"申报企业自主确认为非招标产品、非中选产品或中选部件的附件（如覆盖螺丝、中央螺丝等）产品之一"]
["63f41bb2-dd6f-11e9-953f-fa163e0a8baf","739839e2-485f-11ec-921a-0050568f9c84","国械注许20163170110","内八角种植体配件","台湾美佳境股份有限公司 台湾美佳境股份有限公司","士卓曼（中国）投资有限公司","81f21648-dd6c-11e9-953f-fa163e0a8baf","内八角种植体配件-内八角封口螺丝","内八角封口螺丝","IRC100","TC4","C0702041390200116159","C07020413902001161590000001",null,"申报企业自主确认为非招标产品、非中选产品或中选部件的附件（如覆盖螺丝、中央螺丝等）产品之一"]
["63f4872a-dd6f-11e9-953f-fa163e0a8baf","739839e2-485f-11ec-921a-0050568f9c84","国械注许20163170110","内八角种植体配件","台湾美佳境股份有限公司 台湾美佳境股份有限公司","士卓曼（中国）投资有限公司","81f21648-dd6c-11e9-953f-fa163e0a8baf","内八角种植体配件-内八角封口螺丝","内八角封口螺丝","ICS200","TC4","C0702041390200116159","C07020413902001161590000002",null,"申报企业自主确认为非招标产品、非中选产品或中选部件的附件（如覆盖螺丝、中央螺丝等）产品之一"]
["29dffa8d-4075-11ed-9447-b4055d63f15c","28e010d4-3feb-11ed-9447-b4055d63f15c","国械注许20223170016","牙科种植体配件 內六角植體系統","台湾美佳境股份有限公司","士卓曼（中国）投资有限公司","08ad8823-4075-11ed-9447-b4055d63f15c","牙科种植体配件-基台螺丝","基台螺丝，2.35mm","ASTAS","钛合金TC4ELI","C0702041390200516159","C07020413902005161590000010",null,"申报企业自主确认为非招标产品、非中选产品或中选部件的附件（如覆盖螺丝、中央螺丝等）产品之一"]
["29e0527b-4075-11ed-9447-b4055d63f15c","28e010d4-3feb-11ed-9447-b4055d63f15c","国械注许20223170016","牙科种植体配件 內六角植體系統","台湾美佳境股份有限公司","士卓曼（中国）投资有限公司","08ad8823-4075-11ed-9447-b4055d63f15c","牙科种植体配件-基台螺丝","基台螺丝，2.15mm","ASTASS","钛合金TC4ELI","C0702041390200516159","C07020413902005161590000011",null,"申报企业自主确认为非招标产品、非中选产品或中选部件的附件（如覆盖螺丝、中央螺丝等）产品之一"]
["c3452461-4074-11ed-9447-b4055d63f15c","28e010d4-3feb-11ed-9447-b4055d63f15c","国械注许20223170016","牙科种植体配件 內六角植體系統","台湾美佳境股份有限公司","士卓曼（中国）投资有限公司","9a676de3-4074-11ed-9447-b4055d63f15c","牙科种植体配件-封口螺丝","封口螺丝，3.60x 6.00","ASTCS04","TC4","C0702041390200116159","C07020413902001161590000006",null,"申报企业自主确认为非招标产品、非中选产品或中选部件的附件（如覆盖螺丝、中央螺丝等）产品之一"]
["c34589ff-4074-11ed-9447-b4055d63f15c","28e010d4-3feb-11ed-9447-b4055d63f15c","国械注许20223170016","牙科种植体配件 內六角植體系統","台湾美佳境股份有限公司","士卓曼（中国）投资有限公司","9a676de3-4074-11ed-9447-b4055d63f15c","牙科种植体配件-封口螺丝","封口螺丝，3.10x 5.30","ASTCS04S","TC4","C0702041390200116159","C07020413902001161590000007",null,"申报企业自主确认为非招标产品、非中选产品或中选部件的附件（如覆盖螺丝、中央螺丝等）产品之一"]
["cb4a3637-3afe-11ec-921a-0050568f9c84","b5871929116145e78d80d6f2c06cf667","国械注进20183171023","牙科种植体","WARANTEC CO., Ltd.韩国沃兰牙科器械有限公司","士卓曼（中国）投资有限公司","8edb6c8f-3afe-11ec-921a-0050568f9c84","牙科种植体-覆盖螺钉","Inplant形种植体覆盖螺钉","IS0CS","纯钛","C0702041390200116159","C07020413902001161590000003",null,"申报企业自主确认为非招标产品、非中选产品或中选部件的附件（如覆盖螺丝、中央螺丝等）产品之一"]
["72eb0c88-4900-11ed-9447-b4055d63f15c","dc95e92af9be44e59ae2e24dd9071d79","国械注许20193170001","内六角种植体配件卓越內六角植體系統","台湾美佳境股份有限公司台灣美佳境股份有限公司","士卓曼（中国）投资有限公司","e6e92e3a-d189-11e9-953f-fa163e0a8baf","内六角种植体配件-封口螺丝","封口螺丝","AMCS100","金属","C0702041390200116159","C07020413902001161590000005",null,"申报企业自主确认为非招标产品、非中选产品或中选部件的附件（如覆盖螺丝、中央螺丝等）产品之一"]
["98586c7b-d18d-11e9-953f-fa163e0a8baf","dc95e92af9be44e59ae2e24dd9071d79","国械注许20193170001","内六角种植体配件卓越內六角植體系統","台湾美佳境股份有限公司台灣美佳境股份有限公司","士卓曼（中国）投资有限公司","e6e92e3a-d189-11e9-953f-fa163e0a8baf","内六角种植体配件-封口螺丝","封口螺丝","AMCS200","金属","C0702041390200116159","C07020413902001161590000004",null,"申报企业自主确认为非招标产品、非中选产品或中选部件的附件（如覆盖螺丝、中央螺丝等）产品之一"]
["7d282507-2394-11ed-9447-b4055d63f15c","8f85133cc78c4c7bbfeb6961333ca89f","国械备20190062号","种植辅助材料 Dental implant instruments","韩国沃兰牙科器械有限公司 WARANTEC CO., Ltd.","士卓曼（中国）投资有限公司","2633ddf1-3bbe-11ec-921a-0050568f9c84","种植辅助材料","转移帽","IS0MUPT40L","钛合金","C0702041390200216159","C07020413902002161590000061",null,"申报企业自主确认为非招标产品、非中选产品或中选部件的附件（如覆盖螺丝、中央螺丝等）产品之一"]
["7d2897b5-2394-11ed-9447-b4055d63f15c","8f85133cc78c4c7bbfeb6961333ca89f","国械备20190062号","种植辅助材料 Dental implant instruments","韩国沃兰牙科器械有限公司 WARANTEC CO., Ltd.","士卓曼（中国）投资有限公司","2633ddf1-3bbe-11ec-921a-0050568f9c84","种植辅助材料","转移帽","IC0MUPT40L","钛合金","C0702041390200216159","C07020413902002161590000062",null,"申报企业自主确认为非招标产品、非中选产品或中选部件的附件（如覆盖螺丝、中央螺丝等）产品之一"]
["7d28e225-2394-11ed-9447-b4055d63f15c","8f85133cc78c4c7bbfeb6961333ca89f","国械备20190062号","种植辅助材料 Dental implant instruments","韩国沃兰牙科器械有限公司 WARANTEC CO., Ltd.","士卓曼（中国）投资有限公司","2633ddf1-3bbe-11ec-921a-0050568f9c84","种植辅助材料","转移帽","IC0MUPTSS","钛合金","C0702041390200216159","C07020413902002161590000065",null,"申报企业自主确认为非招标产品、非中选产品或中选部件的附件（如覆盖螺丝、中央螺丝等）产品之一"]
["7d290413-2394-11ed-9447-b4055d63f15c","8f85133cc78c4c7bbfeb6961333ca89f","国械备20190062号","种植辅助材料 Dental implant instruments","韩国沃兰牙科器械有限公司 WARANTEC CO., Ltd.","士卓曼（中国）投资有限公司","2633ddf1-3bbe-11ec-921a-0050568f9c84","种植辅助材料","转移帽","MUSCT40","钛合金","C0702041390200216159","C07020413902002161590000067",null,"申报企业自主确认为非招标产品、非中选产品或中选部件的附件（如覆盖螺丝、中央螺丝等）产品之一"]
["7d293019-2394-11ed-9447-b4055d63f15c","8f85133cc78c4c7bbfeb6961333ca89f","国械备20190062号","种植辅助材料 Dental implant instruments","韩国沃兰牙科器械有限公司 WARANTEC CO., Ltd.","士卓曼（中国）投资有限公司","2633ddf1-3bbe-11ec-921a-0050568f9c84","种植辅助材料","转移帽","IS0MUPT40SS","钛合金","C0702041390200216159","C07020413902002161590000071",null,"申报企业自主确认为非招标产品、非中选产品或中选部件的附件（如覆盖螺丝、中央螺丝等）产品之一"]
["7d2936b0-2394-11ed-9447-b4055d63f15c","8f85133cc78c4c7bbfeb6961333ca89f","国械备20190062号","种植辅助材料 Dental implant instruments","韩国沃兰牙科器械有限公司 WARANTEC CO., Ltd.","士卓曼（中国）投资有限公司","2633ddf1-3bbe-11ec-921a-0050568f9c84","种植辅助材料","转移帽","IS0SC","钛合金","C0702041390200216159","C07020413902002161590000073",null,"申报企业自主确认为非招标产品、非中选产品或中选部件的附件（如覆盖螺丝、中央螺丝等）产品之一"]
["7d295606-2394-11ed-9447-b4055d63f15c","8f85133cc78c4c7bbfeb6961333ca89f","国械备20190062号","种植辅助材料 Dental implant instruments","韩国沃兰牙科器械有限公司 WARANTEC CO., Ltd.","士卓曼（中国）投资有限公司","2633ddf1-3bbe-11ec-921a-0050568f9c84","种植辅助材料","转移帽","MUSCT40S","钛合金","C0702041390200216159","C07020413902002161590000077",null,"申报企业自主确认为非招标产品、非中选产品或中选部件的附件（如覆盖螺丝、中央螺丝等）产品之一"]
["7d295992-2394-11ed-9447-b4055d63f15c","8f85133cc78c4c7bbfeb6961333ca89f","国械备20190062号","种植辅助材料 Dental implant instruments","韩国沃兰牙科器械有限公司 WARANTEC CO., Ltd.","士卓曼（中国）投资有限公司","2633ddf1-3bbe-11ec-921a-0050568f9c84","种植辅助材料","转移帽","IS0MUSC","钛合金","C0702041390200216159","C07020413902002161590000078",null,"申报企业自主确认为非招标产品、非中选产品或中选部件的附件（如覆盖螺丝、中央螺丝等）产品之一"]
["7d295cfe-2394-11ed-9447-b4055d63f15c","8f85133cc78c4c7bbfeb6961333ca89f","国械备20190062号","种植辅助材料 Dental implant instruments","韩国沃兰牙科器械有限公司 WARANTEC CO., Ltd.","士卓曼（中国）投资有限公司","2633ddf1-3bbe-11ec-921a-0050568f9c84","种植辅助材料","转移帽","IS0MUSCS","钛合金","C0702041390200216159","C07020413902002161590000079",null,"申报企业自主确认为非招标产品、非中选产品或中选部件的附件（如覆盖螺丝、中央螺丝等）产品之一"]
["7d2964c0-2394-11ed-9447-b4055d63f15c","8f85133cc78c4c7bbfeb6961333ca89f","国械备20190062号","种植辅助材料 Dental implant instruments","韩国沃兰牙科器械有限公司 WARANTEC CO., Ltd.","士卓曼（中国）投资有限公司","2633ddf1-3bbe-11ec-921a-0050568f9c84","种植辅助材料","转移帽","IC0MUPT40SS","钛合金","C0702041390200216159","C07020413902002161590000081",null,"申报企业自主确认为非招标产品、非中选产品或中选部件的附件（如覆盖螺丝、中央螺丝等）产品之一"]
["7d299605-2394-11ed-9447-b4055d63f15c","8f85133cc78c4c7bbfeb6961333ca89f","国械备20190062号","种植辅助材料 Dental implant instruments","韩国沃兰牙科器械有限公司 WARANTEC CO., Ltd.","士卓曼（中国）投资有限公司","2633ddf1-3bbe-11ec-921a-0050568f9c84","种植辅助材料","转移帽","MUSCT50S","钛合金","C0702041390200216159","C07020413902002161590000083",null,"申报企业自主确认为非招标产品、非中选产品或中选部件的附件（如覆盖螺丝、中央螺丝等）产品之一"]
["7d29bd69-2394-11ed-9447-b4055d63f15c","8f85133cc78c4c7bbfeb6961333ca89f","国械备20190062号","种植辅助材料 Dental implant instruments","韩国沃兰牙科器械有限公司 WARANTEC CO., Ltd.","士卓曼（中国）投资有限公司","2633ddf1-3bbe-11ec-921a-0050568f9c84","种植辅助材料","转移帽","IS0SCL","钛合金","C0702041390200216159","C07020413902002161590000089",null,"申报企业自主确认为非招标产品、非中选产品或中选部件的附件（如覆盖螺丝、中央螺丝等）产品之一"]
["7d29dd29-2394-11ed-9447-b4055d63f15c","8f85133cc78c4c7bbfeb6961333ca89f","国械备20190062号","种植辅助材料 Dental implant instruments","韩国沃兰牙科器械有限公司 WARANTEC CO., Ltd.","士卓曼（中国）投资有限公司","2633ddf1-3bbe-11ec-921a-0050568f9c84","种植辅助材料","转移帽","IS0MUPTSS","钛合金","C0702041390200216159","C07020413902002161590000093",null,"申报企业自主确认为非招标产品、非中选产品或中选部件的附件（如覆盖螺丝、中央螺丝等）产品之一"]
["7d2a0a75-2394-11ed-9447-b4055d63f15c","8f85133cc78c4c7bbfeb6961333ca89f","国械备20190062号","种植辅助材料 Dental implant instruments","韩国沃兰牙科器械有限公司 WARANTEC CO., Ltd.","士卓曼（中国）投资有限公司","2633ddf1-3bbe-11ec-921a-0050568f9c84","种植辅助材料","转移帽","IC0MUPT40S","钛合金","C0702041390200216159","C07020413902002161590000094",null,"申报企业自主确认为非招标产品、非中选产品或中选部件的附件（如覆盖螺丝、中央螺丝等）产品之一"]
["7d2b948b-2394-11ed-9447-b4055d63f15c","8f85133cc78c4c7bbfeb6961333ca89f","国械备20190062号","种植辅助材料 Dental implant instruments","韩国沃兰牙科器械有限公司 WARANTEC CO., Ltd.","士卓曼（中国）投资有限公司","2633ddf1-3bbe-11ec-921a-0050568f9c84","种植辅助材料","转移帽","IC0MUPP40H","钛合金","C0702041390200216159","C07020413902002161590000102",null,"申报企业自主确认为非招标产品、非中选产品或中选部件的附件（如覆盖螺丝、中央螺丝等）产品之一"]
["7d2b9975-2394-11ed-9447-b4055d63f15c","8f85133cc78c4c7bbfeb6961333ca89f","国械备20190062号","种植辅助材料 Dental implant instruments","韩国沃兰牙科器械有限公司 WARANTEC CO., Ltd.","士卓曼（中国）投资有限公司","2633ddf1-3bbe-11ec-921a-0050568f9c84","种植辅助材料","转移帽","IS0MUPT40S","钛合金","C0702041390200216159","C07020413902002161590000103",null,"申报企业自主确认为非招标产品、非中选产品或中选部件的附件（如覆盖螺丝、中央螺丝等）产品之一"]
["7d2ba366-2394-11ed-9447-b4055d63f15c","8f85133cc78c4c7bbfeb6961333ca89f","国械备20190062号","种植辅助材料 Dental implant instruments","韩国沃兰牙科器械有限公司 WARANTEC CO., Ltd.","士卓曼（中国）投资有限公司","2633ddf1-3bbe-11ec-921a-0050568f9c84","种植辅助材料","转移帽","MUSCT50","钛合金","C0702041390200216159","C07020413902002161590000105",null,"申报企业自主确认为非招标产品、非中选产品或中选部件的附件（如覆盖螺丝、中央螺丝等）产品之一"]
["ff6090cf-d183-11e9-953f-fa163e0a8baf","08db43bb-4865-11ec-921a-0050568f9c84","国械注许20173170348","内六角种植体配件 卓越內六角植體系統","台湾美佳境股份有限公司","士卓曼（中国）投资有限公司","7022f57c-f559-4f8f-8234-816784a52132","内六角种植体配件-内六角中央螺钉","内六角中央螺钉","AMAS100","钛合金","C0702041390200516159","C07020413902005161590000003",null,"申报企业自主确认为非招标产品、非中选产品或中选部件的附件（如覆盖螺丝、中央螺丝等）产品之一"]
["27259518-3afb-11ec-921a-0050568f9c84","a2f043f8-32dd-11ec-921a-0050568f9c84","国械注进20163172515","基台及配件 Abutment and accessories","韩国沃兰牙科器械有限公司WARANTEC CO., Ltd.","士卓曼（中国）投资有限公司","b0232fb5-3af2-11ec-921a-0050568f9c84","基台及配件-基台螺钉","内八角基台螺钉,长9.6mm","IS0ASS","钛合金","C0702041390200516159","C07020413902005161590000004",null,"申报企业自主确认为非招标产品、非中选产品或中选部件的附件（如覆盖螺丝、中央螺丝等）产品之一"]
["272861a9-3afb-11ec-921a-0050568f9c84","a2f043f8-32dd-11ec-921a-0050568f9c84","国械注进20163172515","基台及配件 Abutment and accessories","韩国沃兰牙科器械有限公司WARANTEC CO., Ltd.","士卓曼（中国）投资有限公司","b0232fb5-3af2-11ec-921a-0050568f9c84","基台及配件-基台螺钉","内八角基台螺钉,长10.1mm","IS0ASL","钛合金","C0702041390200516159","C07020413902005161590000005",null,"申报企业自主确认为非招标产品、非中选产品或中选部件的附件（如覆盖螺丝、中央螺丝等）产品之一"]
["59bf40bc-23a9-11ed-9447-b4055d63f15c","a2f043f8-32dd-11ec-921a-0050568f9c84","国械注进20163172515","基台及配件 Abutment and accessories","韩国沃兰牙科器械有限公司WARANTEC CO., Ltd.","士卓曼（中国）投资有限公司","b0232fb5-3af2-11ec-921a-0050568f9c84","基台及配件-基台螺钉","内八角通用基台螺钉，长8.1mm","IUASSA","钛合金","C0702041390200516159","C07020413902005161590000006",null,"申报企业自主确认为非招标产品、非中选产品或中选部件的附件（如覆盖螺丝、中央螺丝等）产品之一"]
["59bfa555-23a9-11ed-9447-b4055d63f15c","a2f043f8-32dd-11ec-921a-0050568f9c84","国械注进20163172515","基台及配件 Abutment and accessories","韩国沃兰牙科器械有限公司WARANTEC CO., Ltd.","士卓曼（中国）投资有限公司","b0232fb5-3af2-11ec-921a-0050568f9c84","基台及配件-基台螺钉","内八角通用基台螺钉，长8.9mm","IUASL","钛合金","C0702041390200516159","C07020413902005161590000007",null,"申报企业自主确认为非招标产品、非中选产品或中选部件的附件（如覆盖螺丝、中央螺丝等）产品之一"]
["59bfb4a1-23a9-11ed-9447-b4055d63f15c","a2f043f8-32dd-11ec-921a-0050568f9c84","国械注进20163172515","基台及配件 Abutment and accessories","韩国沃兰牙科器械有限公司WARANTEC CO., Ltd.","士卓曼（中国）投资有限公司","b0232fb5-3af2-11ec-921a-0050568f9c84","基台及配件-基台螺钉","内八角通用基台螺钉，长8.6mm","IUASLA","钛合金","C0702041390200516159","C07020413902005161590000008",null,"申报企业自主确认为非招标产品、非中选产品或中选部件的附件（如覆盖螺丝、中央螺丝等）产品之一"]
["59bfb9a3-23a9-11ed-9447-b4055d63f15c","a2f043f8-32dd-11ec-921a-0050568f9c84","国械注进20163172515","基台及配件 Abutment and accessories","韩国沃兰牙科器械有限公司WARANTEC CO., Ltd.","士卓曼（中国）投资有限公司","b0232fb5-3af2-11ec-921a-0050568f9c84","基台及配件-基台螺钉","内八角通用基台螺钉，长8.4mm","IUASS","钛合金","C0702041390200516159","C07020413902005161590000009",null,"申报企业自主确认为非招标产品、非中选产品或中选部件的附件（如覆盖螺丝、中央螺丝等）产品之一"]
["4a8d55d3-3af9-11ec-921a-0050568f9c84","a2f043f8-32dd-11ec-921a-0050568f9c84","国械注进20163172515","基台及配件 Abutment and accessories","韩国沃兰牙科器械有限公司WARANTEC CO., Ltd.","士卓曼（中国）投资有限公司","bda933e1-3af5-11ec-921a-0050568f9c84","基台及配件","内八角一体式基台 Ø4.3×GH4mm","I0LA4340","钛合金","C0702021380100116159","C07020213801001161590000141",null,"申报企业自主确认为非招标产品、非中选产品或中选部件的附件（如覆盖螺丝、中央螺丝等）产品之一"]
["4aa6de05-3af9-11ec-921a-0050568f9c84","a2f043f8-32dd-11ec-921a-0050568f9c84","国械注进20163172515","基台及配件 Abutment and accessories","韩国沃兰牙科器械有限公司WARANTEC CO., Ltd.","士卓曼（中国）投资有限公司","bda933e1-3af5-11ec-921a-0050568f9c84","基台及配件","内八角一体式基台 Ø4.3×GH2mm","I0LA4320","钛合金","C0702021380100116159","C07020213801001161590000148",null,"申报企业自主确认为非招标产品、非中选产品或中选部件的附件（如覆盖螺丝、中央螺丝等）产品之一"]
["4aa7d86a-3af9-11ec-921a-0050568f9c84","a2f043f8-32dd-11ec-921a-0050568f9c84","国械注进20163172515","基台及配件 Abutment and accessories","韩国沃兰牙科器械有限公司WARANTEC CO., Ltd.","士卓曼（中国）投资有限公司","bda933e1-3af5-11ec-921a-0050568f9c84","基台及配件","内八角一体式基台 Ø4.3×GH1mm","I0LA4310","钛合金","C0702021380100116159","C07020213801001161590000149",null,"申报企业自主确认为非招标产品、非中选产品或中选部件的附件（如覆盖螺丝、中央螺丝等）产品之一"]
["4ab678f7-3af9-11ec-921a-0050568f9c84","a2f043f8-32dd-11ec-921a-0050568f9c84","国械注进20163172515","基台及配件 Abutment and accessories","韩国沃兰牙科器械有限公司WARANTEC CO., Ltd.","士卓曼（中国）投资有限公司","bda933e1-3af5-11ec-921a-0050568f9c84","基台及配件","内八角一体式基台 Ø4.3×GH6mm","I0LA4360","钛合金","C0702021380100116159","C07020213801001161590000155",null,"申报企业自主确认为非招标产品、非中选产品或中选部件的附件（如覆盖螺丝、中央螺丝等）产品之一"]
["4ac98d1f-3af9-11ec-921a-0050568f9c84","a2f043f8-32dd-11ec-921a-0050568f9c84","国械注进20163172515","基台及配件 Abutment and accessories","韩国沃兰牙科器械有限公司WARANTEC CO., Ltd.","士卓曼（中国）投资有限公司","bda933e1-3af5-11ec-921a-0050568f9c84","基台及配件","内八角一体式基台 Ø4.3×GH3mm","I0LA4330","钛合金","C0702021380100116159","C07020213801001161590000160",null,"申报企业自主确认为非招标产品、非中选产品或中选部件的附件（如覆盖螺丝、中央螺丝等）产品之一"]
["4ac9a249-3af9-11ec-921a-0050568f9c84","a2f043f8-32dd-11ec-921a-0050568f9c84","国械注进20163172515","基台及配件 Abutment and accessories","韩国沃兰牙科器械有限公司WARANTEC CO., Ltd.","士卓曼（中国）投资有限公司","bda933e1-3af5-11ec-921a-0050568f9c84","基台及配件","内八角一体式基台 Ø4.3×GH5mm","I0LA4350","钛合金","C0702021380100116159","C07020213801001161590000162",null,"申报企业自主确认为非招标产品、非中选产品或中选部件的附件（如覆盖螺丝、中央螺丝等）产品之一"]
["ea7f6eb9-23a4-11ed-9447-b4055d63f15c","a2f043f8-32dd-11ec-921a-0050568f9c84","国械注进20163172515","基台及配件 Abutment and accessories","韩国沃兰牙科器械有限公司WARANTEC CO., Ltd.","士卓曼（中国）投资有限公司","bda933e1-3af5-11ec-921a-0050568f9c84","基台及配件","内八角通用直形基台 Ø4.5×GH6mm×AH5mm","IUTB4565H","钛合金","C0702021380100116159","C07020213801001161590000267",null,"申报企业自主确认为非招标产品、非中选产品或中选部件的附件（如覆盖螺丝、中央螺丝等）产品之一"]
["ea7f94e1-23a4-11ed-9447-b4055d63f15c","a2f043f8-32dd-11ec-921a-0050568f9c84","国械注进20163172515","基台及配件 Abutment and accessories","韩国沃兰牙科器械有限公司WARANTEC CO., Ltd.","士卓曼（中国）投资有限公司","bda933e1-3af5-11ec-921a-0050568f9c84","基台及配件","内八角通用直形基台 Ø6.0×GH3mm×AH5mm","IUTB6035H","钛合金","C0702021380100116159","C07020213801001161590000273",null,"申报企业自主确认为非招标产品、非中选产品或中选部件的附件（如覆盖螺丝、中央螺丝等）产品之一"]
["ea804617-23a4-11ed-9447-b4055d63f15c","a2f043f8-32dd-11ec-921a-0050568f9c84","国械注进20163172515","基台及配件 Abutment and accessories","韩国沃兰牙科器械有限公司WARANTEC CO., Ltd.","士卓曼（中国）投资有限公司","bda933e1-3af5-11ec-921a-0050568f9c84","基台及配件","内八角通用直形基台 Ø6.0×GH1mm×AH5mm","IUTB6015H","钛合金","C0702021380100116159","C07020213801001161590000284",null,"申报企业自主确认为非招标产品、非中选产品或中选部件的附件（如覆盖螺丝、中央螺丝等）产品之一"]
["ea8061c7-23a4-11ed-9447-b4055d63f15c","a2f043f8-32dd-11ec-921a-0050568f9c84","国械注进20163172515","基台及配件 Abutment and accessories","韩国沃兰牙科器械有限公司WARANTEC CO., Ltd.","士卓曼（中国）投资有限公司","bda933e1-3af5-11ec-921a-0050568f9c84","基台及配件","内八角通用直形基台 Ø6.0×GH4mm×AH5mm","IUTB6045H","钛合金","C0702021380100116159","C07020213801001161590000285",null,"申报企业自主确认为非招标产品、非中选产品或中选部件的附件（如覆盖螺丝、中央螺丝等）产品之一"]
["ea8106a7-23a4-11ed-9447-b4055d63f15c","a2f043f8-32dd-11ec-921a-0050568f9c84","国械注进20163172515","基台及配件 Abutment and accessories","韩国沃兰牙科器械有限公司WARANTEC CO., Ltd.","士卓曼（中国）投资有限公司","bda933e1-3af5-11ec-921a-0050568f9c84","基台及配件","内八角通用直形基台 Ø6.0×GH6mm×AH5mm","IUTB6065H","钛合金","C0702021380100116159","C07020213801001161590000302",null,"申报企业自主确认为非招标产品、非中选产品或中选部件的附件（如覆盖螺丝、中央螺丝等）产品之一"]
["ea811179-23a4-11ed-9447-b4055d63f15c","a2f043f8-32dd-11ec-921a-0050568f9c84","国械注进20163172515","基台及配件 Abutment and accessories","韩国沃兰牙科器械有限公司WARANTEC CO., Ltd.","士卓曼（中国）投资有限公司","bda933e1-3af5-11ec-921a-0050568f9c84","基台及配件","内八角通用直形基台 Ø6.0×GH5mm×AH5mm","IUTB6055H","钛合金","C0702021380100116159","C07020213801001161590000303",null,"申报企业自主确认为非招标产品、非中选产品或中选部件的附件（如覆盖螺丝、中央螺丝等）产品之一"]
["ea8120fa-23a4-11ed-9447-b4055d63f15c","a2f043f8-32dd-11ec-921a-0050568f9c84","国械注进20163172515","基台及配件 Abutment and accessories","韩国沃兰牙科器械有限公司WARANTEC CO., Ltd.","士卓曼（中国）投资有限公司","bda933e1-3af5-11ec-921a-0050568f9c84","基台及配件","内八角通用直形基台 Ø4.5×GH1mm×AH2.5mm","IUZA4525HA","钛合金","C0702021380100116159","C07020213801001161590000306",null,"申报企业自主确认为非招标产品、非中选产品或中选部件的附件（如覆盖螺丝、中央螺丝等）产品之一"]
["ea82431b-23a4-11ed-9447-b4055d63f15c","a2f043f8-32dd-11ec-921a-0050568f9c84","国械注进20163172515","基台及配件 Abutment and accessories","韩国沃兰牙科器械有限公司WARANTEC CO., Ltd.","士卓曼（中国）投资有限公司","bda933e1-3af5-11ec-921a-0050568f9c84","基台及配件","内八角通用直形基台 Ø4.5×GH1mm×AH2.5mm","IUZA4525H","钛合金","C0702021380100116159","C07020213801001161590000338",null,"申报企业自主确认为非招标产品、非中选产品或中选部件的附件（如覆盖螺丝、中央螺丝等）产品之一"]
["ea8265b4-23a4-11ed-9447-b4055d63f15c","a2f043f8-32dd-11ec-921a-0050568f9c84","国械注进20163172515","基台及配件 Abutment and accessories","韩国沃兰牙科器械有限公司WARANTEC CO., Ltd.","士卓曼（中国）投资有限公司","bda933e1-3af5-11ec-921a-0050568f9c84","基台及配件","内八角通用直形基台 Ø4.5×GH1mm×AH1.0mm","IUZA4510H","钛合金","C0702021380100116159","C07020213801001161590000345",null,"申报企业自主确认为非招标产品、非中选产品或中选部件的附件（如覆盖螺丝、中央螺丝等）产品之一"]
["ea82cc2f-23a4-11ed-9447-b4055d63f15c","a2f043f8-32dd-11ec-921a-0050568f9c84","国械注进20163172515","基台及配件 Abutment and accessories","韩国沃兰牙科器械有限公司WARANTEC CO., Ltd.","士卓曼（中国）投资有限公司","bda933e1-3af5-11ec-921a-0050568f9c84","基台及配件","内八角通用直形基台 Ø6.0×GH2mm×AH5mm","IUTB6025H","钛合金","C0702021380100116159","C07020213801001161590000354",null,"申报企业自主确认为非招标产品、非中选产品或中选部件的附件（如覆盖螺丝、中央螺丝等）产品之一"]
["ea83e023-23a4-11ed-9447-b4055d63f15c","a2f043f8-32dd-11ec-921a-0050568f9c84","国械注进20163172515","基台及配件 Abutment and accessories","韩国沃兰牙科器械有限公司WARANTEC CO., Ltd.","士卓曼（中国）投资有限公司","bda933e1-3af5-11ec-921a-0050568f9c84","基台及配件","内八角通用直形基台 Ø4.5×GH3mm×AH5mm","IUTB4535H","钛合金","C0702021380100116159","C07020213801001161590000381",null,"申报企业自主确认为非招标产品、非中选产品或中选部件的附件（如覆盖螺丝、中央螺丝等）产品之一"]
["ea83fbdc-23a4-11ed-9447-b4055d63f15c","a2f043f8-32dd-11ec-921a-0050568f9c84","国械注进20163172515","基台及配件 Abutment and accessories","韩国沃兰牙科器械有限公司WARANTEC CO., Ltd.","士卓曼（中国）投资有限公司","bda933e1-3af5-11ec-921a-0050568f9c84","基台及配件","内八角通用直形基台 Ø4.5×GH1mm×AH5mm","IUTB4515H","钛合金","C0702021380100116159","C07020213801001161590000389",null,"申报企业自主确认为非招标产品、非中选产品或中选部件的附件（如覆盖螺丝、中央螺丝等）产品之一"]
["ea83fe1d-23a4-11ed-9447-b4055d63f15c","a2f043f8-32dd-11ec-921a-0050568f9c84","国械注进20163172515","基台及配件 Abutment and accessories","韩国沃兰牙科器械有限公司WARANTEC CO., Ltd.","士卓曼（中国）投资有限公司","bda933e1-3af5-11ec-921a-0050568f9c84","基台及配件","内八角通用直形基台 Ø4.5×GH5mm×AH5mm","IUTB4555H","钛合金","C0702021380100116159","C07020213801001161590000390",null,"申报企业自主确认为非招标产品、非中选产品或中选部件的附件（如覆盖螺丝、中央螺丝等）产品之一"]
["ea848725-23a4-11ed-9447-b4055d63f15c","a2f043f8-32dd-11ec-921a-0050568f9c84","国械注进20163172515","基台及配件 Abutment and accessories","韩国沃兰牙科器械有限公司WARANTEC CO., Ltd.","士卓曼（中国）投资有限公司","bda933e1-3af5-11ec-921a-0050568f9c84","基台及配件","内八角通用直形基台 Ø4.5×GH1mm×AH1.0mm","IUZA4510HA","钛合金","C0702021380100116159","C07020213801001161590000402",null,"申报企业自主确认为非招标产品、非中选产品或中选部件的附件（如覆盖螺丝、中央螺丝等）产品之一"]
["ea84b4f6-23a4-11ed-9447-b4055d63f15c","a2f043f8-32dd-11ec-921a-0050568f9c84","国械注进20163172515","基台及配件 Abutment and accessories","韩国沃兰牙科器械有限公司WARANTEC CO., Ltd.","士卓曼（中国）投资有限公司","bda933e1-3af5-11ec-921a-0050568f9c84","基台及配件","内八角通用直形基台 Ø4.5×GH4mm×AH5mm","IUTB4545H","钛合金","C0702021380100116159","C07020213801001161590000405",null,"申报企业自主确认为非招标产品、非中选产品或中选部件的附件（如覆盖螺丝、中央螺丝等）产品之一"]
["f5397828-2523-11ed-9447-b4055d63f15c","a2f043f8-32dd-11ec-921a-0050568f9c84","国械注进20163172515","基台及配件 Abutment and accessories","韩国沃兰牙科器械有限公司WARANTEC CO., Ltd.","士卓曼（中国）投资有限公司","bda933e1-3af5-11ec-921a-0050568f9c84","基台及配件","内八角通用一体式基台 Ø4.3×GH2mm","IULA4320","钛合金","C0702021380100116159","C07020213801001161590000433",null,"申报企业自主确认为非招标产品、非中选产品或中选部件的附件（如覆盖螺丝、中央螺丝等）产品之一"]
["f539c9ca-2523-11ed-9447-b4055d63f15c","a2f043f8-32dd-11ec-921a-0050568f9c84","国械注进20163172515","基台及配件 Abutment and accessories","韩国沃兰牙科器械有限公司WARANTEC CO., Ltd.","士卓曼（中国）投资有限公司","bda933e1-3af5-11ec-921a-0050568f9c84","基台及配件","内八角通用一体式基台 Ø4.3×GH3mm","IULA4330","钛合金","C0702021380100116159","C07020213801001161590000434",null,"申报企业自主确认为非招标产品、非中选产品或中选部件的附件（如覆盖螺丝、中央螺丝等）产品之一"]
["f539e409-2523-11ed-9447-b4055d63f15c","a2f043f8-32dd-11ec-921a-0050568f9c84","国械注进20163172515","基台及配件 Abutment and accessories","韩国沃兰牙科器械有限公司WARANTEC CO., Ltd.","士卓曼（中国）投资有限公司","bda933e1-3af5-11ec-921a-0050568f9c84","基台及配件","内八角通用一体式基台 Ø4.3×GH3mm","IULA4330A","钛合金","C0702021380100116159","C07020213801001161590000435",null,"申报企业自主确认为非招标产品、非中选产品或中选部件的附件（如覆盖螺丝、中央螺丝等）产品之一"]
["f539f548-2523-11ed-9447-b4055d63f15c","a2f043f8-32dd-11ec-921a-0050568f9c84","国械注进20163172515","基台及配件 Abutment and accessories","韩国沃兰牙科器械有限公司WARANTEC CO., Ltd.","士卓曼（中国）投资有限公司","bda933e1-3af5-11ec-921a-0050568f9c84","基台及配件","内八角通用一体式基台 Ø4.3×GH5mm","IULA4350A","钛合金","C0702021380100116159","C07020213801001161590000436",null,"申报企业自主确认为非招标产品、非中选产品或中选部件的附件（如覆盖螺丝、中央螺丝等）产品之一"]
["f53a14a5-2523-11ed-9447-b4055d63f15c","a2f043f8-32dd-11ec-921a-0050568f9c84","国械注进20163172515","基台及配件 Abutment and accessories","韩国沃兰牙科器械有限公司WARANTEC CO., Ltd.","士卓曼（中国）投资有限公司","bda933e1-3af5-11ec-921a-0050568f9c84","基台及配件","内八角通用一体式基台 Ø4.3×GH6mm","IULA4360","钛合金","C0702021380100116159","C07020213801001161590000437",null,"申报企业自主确认为非招标产品、非中选产品或中选部件的附件（如覆盖螺丝、中央螺丝等）产品之一"]
["f53a17d0-2523-11ed-9447-b4055d63f15c","a2f043f8-32dd-11ec-921a-0050568f9c84","国械注进20163172515","基台及配件 Abutment and accessories","韩国沃兰牙科器械有限公司WARANTEC CO., Ltd.","士卓曼（中国）投资有限公司","bda933e1-3af5-11ec-921a-0050568f9c84","基台及配件","内八角通用一体式基台 Ø4.3×GH2mm","IULA4320A","钛合金","C0702021380100116159","C07020213801001161590000438",null,"申报企业自主确认为非招标产品、非中选产品或中选部件的附件（如覆盖螺丝、中央螺丝等）产品之一"]
["f53a1a92-2523-11ed-9447-b4055d63f15c","a2f043f8-32dd-11ec-921a-0050568f9c84","国械注进20163172515","基台及配件 Abutment and accessories","韩国沃兰牙科器械有限公司WARANTEC CO., Ltd.","士卓曼（中国）投资有限公司","bda933e1-3af5-11ec-921a-0050568f9c84","基台及配件","内八角通用一体式基台 Ø4.3×GH5mm","IULA4350","钛合金","C0702021380100116159","C07020213801001161590000439",null,"申报企业自主确认为非招标产品、非中选产品或中选部件的附件（如覆盖螺丝、中央螺丝等）产品之一"]
["f53a1d14-2523-11ed-9447-b4055d63f15c","a2f043f8-32dd-11ec-921a-0050568f9c84","国械注进20163172515","基台及配件 Abutment and accessories","韩国沃兰牙科器械有限公司WARANTEC CO., Ltd.","士卓曼（中国）投资有限公司","bda933e1-3af5-11ec-921a-0050568f9c84","基台及配件","内八角通用一体式基台 Ø4.3×GH1mm","IULA4310","钛合金","C0702021380100116159","C07020213801001161590000440",null,"申报企业自主确认为非招标产品、非中选产品或中选部件的附件（如覆盖螺丝、中央螺丝等）产品之一"]
["f53a1faf-2523-11ed-9447-b4055d63f15c","a2f043f8-32dd-11ec-921a-0050568f9c84","国械注进20163172515","基台及配件 Abutment and accessories","韩国沃兰牙科器械有限公司WARANTEC CO., Ltd.","士卓曼（中国）投资有限公司","bda933e1-3af5-11ec-921a-0050568f9c84","基台及配件","内八角通用一体式基台 Ø4.3×GH1mm","IULA4310A","钛合金","C0702021380100116159","C07020213801001161590000441",null,"申报企业自主确认为非招标产品、非中选产品或中选部件的附件（如覆盖螺丝、中央螺丝等）产品之一"]
["f53a221c-2523-11ed-9447-b4055d63f15c","a2f043f8-32dd-11ec-921a-0050568f9c84","国械注进20163172515","基台及配件 Abutment and accessories","韩国沃兰牙科器械有限公司WARANTEC CO., Ltd.","士卓曼（中国）投资有限公司","bda933e1-3af5-11ec-921a-0050568f9c84","基台及配件","内八角通用一体式基台 Ø4.3×GH4mm","IULA4340A","钛合金","C0702021380100116159","C07020213801001161590000442",null,"申报企业自主确认为非招标产品、非中选产品或中选部件的附件（如覆盖螺丝、中央螺丝等）产品之一"]
["f53a30ec-2523-11ed-9447-b4055d63f15c","a2f043f8-32dd-11ec-921a-0050568f9c84","国械注进20163172515","基台及配件 Abutment and accessories","韩国沃兰牙科器械有限公司WARANTEC CO., Ltd.","士卓曼（中国）投资有限公司","bda933e1-3af5-11ec-921a-0050568f9c84","基台及配件","内八角通用一体式基台 Ø4.3×GH4mm","IULA4340","钛合金","C0702021380100116159","C07020213801001161590000443",null,"申报企业自主确认为非招标产品、非中选产品或中选部件的附件（如覆盖螺丝、中央螺丝等）产品之一"]
["f53a347e-2523-11ed-9447-b4055d63f15c","a2f043f8-32dd-11ec-921a-0050568f9c84","国械注进20163172515","基台及配件 Abutment and accessories","韩国沃兰牙科器械有限公司WARANTEC CO., Ltd.","士卓曼（中国）投资有限公司","bda933e1-3af5-11ec-921a-0050568f9c84","基台及配件","内八角通用一体式基台 Ø4.3×GH6mm","IULA4360A","钛合金","C0702021380100116159","C07020213801001161590000444",null,"申报企业自主确认为非招标产品、非中选产品或中选部件的附件（如覆盖螺丝、中央螺丝等）产品之一"]
["a58a4091-7ad6-11ea-80a3-fa163e0a8baf","121f639e-6f07-11ea-948d-fa163e0a8baf","国械注进20153171160","基台系统 TiN Coating Abutment System","奥齿泰种植体有限责任公司 Osstem Implant Co., Ltd.","奥齿泰（北京）商贸有限公司","01d60a9d-70b4-11ea-948d-fa163e0a8baf","基台系统-基台","直径：4mm，长度：10.1mm（见产品技术要求第24页第22条）","GSCTC400TTH","钛合金，氮化钛涂层","C0702021380100108491","C07020213801001084910000082",null,"申报企业自主确认为非招标产品、非中选产品或中选部件的附件（如覆盖螺丝、中央螺丝等）产品之一"]
["a58a7936-7ad6-11ea-80a3-fa163e0a8baf","121f639e-6f07-11ea-948d-fa163e0a8baf","国械注进20153171160","基台系统 TiN Coating Abutment System","奥齿泰种植体有限责任公司 Osstem Implant Co., Ltd.","奥齿泰（北京）商贸有限公司","01d60a9d-70b4-11ea-948d-fa163e0a8baf","基台系统-基台","直径：4mm，长度：10.1mm，非六角（见产品技术要求第24页第22条）","GSCTC400TNTH","钛合金，氮化钛涂层","C0702021380100108491","C07020213801001084910000083",null,"申报企业自主确认为非招标产品、非中选产品或中选部件的附件（如覆盖螺丝、中央螺丝等）产品之一"]
["a58a7c99-7ad6-11ea-80a3-fa163e0a8baf","121f639e-6f07-11ea-948d-fa163e0a8baf","国械注进20153171160","基台系统 TiN Coating Abutment System","奥齿泰种植体有限责任公司 Osstem Implant Co., Ltd.","奥齿泰（北京）商贸有限公司","01d60a9d-70b4-11ea-948d-fa163e0a8baf","基台系统-基台","直径：4mm，长度：10.1mm，非六角（见产品技术要求第24页第22条）","GSCTC400NWH","钛合金，氮化钛涂层","C0702021380100108491","C07020213801001084910000084",null,"申报企业自主确认为非招标产品、非中选产品或中选部件的附件（如覆盖螺丝、中央螺丝等）产品之一"]
["a58a7f94-7ad6-11ea-80a3-fa163e0a8baf","121f639e-6f07-11ea-948d-fa163e0a8baf","国械注进20153171160","基台系统 TiN Coating Abutment System","奥齿泰种植体有限责任公司 Osstem Implant Co., Ltd.","奥齿泰（北京）商贸有限公司","01d60a9d-70b4-11ea-948d-fa163e0a8baf","基台系统-基台","直径：6mm，长度：10.1mm（见产品技术要求第24页第22条）","GSCTC600TTH","钛合金，氮化钛涂层","C0702021380100108491","C07020213801001084910000085",null,"申报企业自主确认为非招标产品、非中选产品或中选部件的附件（如覆盖螺丝、中央螺丝等）产品之一"]
["a58a82a2-7ad6-11ea-80a3-fa163e0a8baf","121f639e-6f07-11ea-948d-fa163e0a8baf","国械注进20153171160","基台系统 TiN Coating Abutment System","奥齿泰种植体有限责任公司 Osstem Implant Co., Ltd.","奥齿泰（北京）商贸有限公司","01d60a9d-70b4-11ea-948d-fa163e0a8baf","基台系统-基台","直径：6mm，长度：10.1mm（见产品技术要求第24页第22条）","GSCTC600WH","钛合金，氮化钛涂层","C0702021380100108491","C07020213801001084910000086",null,"申报企业自主确认为非招标产品、非中选产品或中选部件的附件（如覆盖螺丝、中央螺丝等）产品之一"]
["a58a857a-7ad6-11ea-80a3-fa163e0a8baf","121f639e-6f07-11ea-948d-fa163e0a8baf","国械注进20153171160","基台系统 TiN Coating Abutment System","奥齿泰种植体有限责任公司 Osstem Implant Co., Ltd.","奥齿泰（北京）商贸有限公司","01d60a9d-70b4-11ea-948d-fa163e0a8baf","基台系统-基台","直径：4.8mm，长度：10.1mm（见产品技术要求第24页第22条）","GSCTC500WH","钛合金，氮化钛涂层","C0702021380100108491","C07020213801001084910000087",null,"申报企业自主确认为非招标产品、非中选产品或中选部件的附件（如覆盖螺丝、中央螺丝等）产品之一"]
["a58a8c72-7ad6-11ea-80a3-fa163e0a8baf","121f639e-6f07-11ea-948d-fa163e0a8baf","国械注进20153171160","基台系统 TiN Coating Abutment System","奥齿泰种植体有限责任公司 Osstem Implant Co., Ltd.","奥齿泰（北京）商贸有限公司","01d60a9d-70b4-11ea-948d-fa163e0a8baf","基台系统-基台","直径：4.8mm，长度：10.1mm（见产品技术要求第24页第22条）","GSCTC500TTH","钛合金，氮化钛涂层","C0702021380100108491","C07020213801001084910000088",null,"申报企业自主确认为非招标产品、非中选产品或中选部件的附件（如覆盖螺丝、中央螺丝等）产品之一"]
["a58a92e8-7ad6-11ea-80a3-fa163e0a8baf","121f639e-6f07-11ea-948d-fa163e0a8baf","国械注进20153171160","基台系统 TiN Coating Abutment System","奥齿泰种植体有限责任公司 Osstem Implant Co., Ltd.","奥齿泰（北京）商贸有限公司","01d60a9d-70b4-11ea-948d-fa163e0a8baf","基台系统-基台","直径：4mm，长度：10.1mm（见产品技术要求第24页第22条）","GSCTC400WH","钛合金，氮化钛涂层","C0702021380100108491","C07020213801001084910000089",null,"申报企业自主确认为非招标产品、非中选产品或中选部件的附件（如覆盖螺丝、中央螺丝等）产品之一"]
["aeacfa2c-7229-11ea-948d-fa163e0a8baf","121f639e-6f07-11ea-948d-fa163e0a8baf","国械注进20153171160","基台系统 TiN Coating Abutment System","奥齿泰种植体有限责任公司 Osstem Implant Co., Ltd.","奥齿泰（北京）商贸有限公司","01d60a9d-70b4-11ea-948d-fa163e0a8baf","基台系统-基台","常规型，直径：4mm，穿龈高度：3mm","GSCAS4030P","钛合金，氮化钛涂层","C0702021380100108491","C07020213801001084910000001",null,"申报企业自主确认为非招标产品、非中选产品或中选部件的附件（如覆盖螺丝、中央螺丝等）产品之一"]
["aead00fe-7229-11ea-948d-fa163e0a8baf","121f639e-6f07-11ea-948d-fa163e0a8baf","国械注进20153171160","基台系统 TiN Coating Abutment System","奥齿泰种植体有限责任公司 Osstem Implant Co., Ltd.","奥齿泰（北京）商贸有限公司","01d60a9d-70b4-11ea-948d-fa163e0a8baf","基台系统-基台","常规型，直径：4mm，穿龈高度：1mm","GSCAS4010P","钛合金，氮化钛涂层","C0702021380100108491","C07020213801001084910000002",null,"申报企业自主确认为非招标产品、非中选产品或中选部件的附件（如覆盖螺丝、中央螺丝等）产品之一"]
["aead0431-7229-11ea-948d-fa163e0a8baf","121f639e-6f07-11ea-948d-fa163e0a8baf","国械注进20153171160","基台系统 TiN Coating Abutment System","奥齿泰种植体有限责任公司 Osstem Implant Co., Ltd.","奥齿泰（北京）商贸有限公司","01d60a9d-70b4-11ea-948d-fa163e0a8baf","基台系统-基台","（常规型，直径：4.8mm，穿龈高度：3mm）常规型，直径：5mm，穿龈高度：3mm","GSCA5030P","钛合金，氮化钛涂层","C0702021380100108491","C07020213801001084910000003",null,"申报企业自主确认为非招标产品、非中选产品或中选部件的附件（如覆盖螺丝、中央螺丝等）产品之一"]
["aead072e-7229-11ea-948d-fa163e0a8baf","121f639e-6f07-11ea-948d-fa163e0a8baf","国械注进20153171160","基台系统 TiN Coating Abutment System","奥齿泰种植体有限责任公司 Osstem Implant Co., Ltd.","奥齿泰（北京）商贸有限公司","01d60a9d-70b4-11ea-948d-fa163e0a8baf","基台系统-基台","常规型，直径：6mm，穿龈高度：1mm","GSCA6010P","钛合金，氮化钛涂层","C0702021380100108491","C07020213801001084910000004",null,"申报企业自主确认为非招标产品、非中选产品或中选部件的附件（如覆盖螺丝、中央螺丝等）产品之一"]
["aead0a17-7229-11ea-948d-fa163e0a8baf","121f639e-6f07-11ea-948d-fa163e0a8baf","国械注进20153171160","基台系统 TiN Coating Abutment System","奥齿泰种植体有限责任公司 Osstem Implant Co., Ltd.","奥齿泰（北京）商贸有限公司","01d60a9d-70b4-11ea-948d-fa163e0a8baf","基台系统-基台","（常规型，直径：4.8mm，穿龈高度：2mm）常规型，直径：5mm，穿龈高度：2mm","GSCA5020P","钛合金，氮化钛涂层","C0702021380100108491","C07020213801001084910000005",null,"申报企业自主确认为非招标产品、非中选产品或中选部件的附件（如覆盖螺丝、中央螺丝等）产品之一"]
["aead0d2e-7229-11ea-948d-fa163e0a8baf","121f639e-6f07-11ea-948d-fa163e0a8baf","国械注进20153171160","基台系统 TiN Coating Abutment System","奥齿泰种植体有限责任公司 Osstem Implant Co., Ltd.","奥齿泰（北京）商贸有限公司","01d60a9d-70b4-11ea-948d-fa163e0a8baf","基台系统-基台","（常规型，直径：4.8mm，穿龈高度：5mm）常规型，直径：5mm，穿龈高度：5mm","GSCA5050P","钛合金，氮化钛涂层","C0702021380100108491","C07020213801001084910000006",null,"申报企业自主确认为非招标产品、非中选产品或中选部件的附件（如覆盖螺丝、中央螺丝等）产品之一"]
["aead0fe0-7229-11ea-948d-fa163e0a8baf","121f639e-6f07-11ea-948d-fa163e0a8baf","国械注进20153171160","基台系统 TiN Coating Abutment System","奥齿泰种植体有限责任公司 Osstem Implant Co., Ltd.","奥齿泰（北京）商贸有限公司","01d60a9d-70b4-11ea-948d-fa163e0a8baf","基台系统-基台","迷你型，直径：4mm，穿龈高度：3mm","GSCA4030P","钛合金，氮化钛涂层","C0702021380100108491","C07020213801001084910000007",null,"申报企业自主确认为非招标产品、非中选产品或中选部件的附件（如覆盖螺丝、中央螺丝等）产品之一"]
["aead127a-7229-11ea-948d-fa163e0a8baf","121f639e-6f07-11ea-948d-fa163e0a8baf","国械注进20153171160","基台系统 TiN Coating Abutment System","奥齿泰种植体有限责任公司 Osstem Implant Co., Ltd.","奥齿泰（北京）商贸有限公司","01d60a9d-70b4-11ea-948d-fa163e0a8baf","基台系统-基台","常规型，直径：6mm，穿龈高度：3mm","GSCA6030P","钛合金，氮化钛涂层","C0702021380100108491","C07020213801001084910000008",null,"申报企业自主确认为非招标产品、非中选产品或中选部件的附件（如覆盖螺丝、中央螺丝等）产品之一"]
["aead1545-7229-11ea-948d-fa163e0a8baf","121f639e-6f07-11ea-948d-fa163e0a8baf","国械注进20153171160","基台系统 TiN Coating Abutment System","奥齿泰种植体有限责任公司 Osstem Implant Co., Ltd.","奥齿泰（北京）商贸有限公司","01d60a9d-70b4-11ea-948d-fa163e0a8baf","基台系统-基台","常规型，直径：4mm，穿龈高度：4mm","GSCAS4040P","钛合金，氮化钛涂层","C0702021380100108491","C07020213801001084910000009",null,"申报企业自主确认为非招标产品、非中选产品或中选部件的附件（如覆盖螺丝、中央螺丝等）产品之一"]
["aead3b04-7229-11ea-948d-fa163e0a8baf","121f639e-6f07-11ea-948d-fa163e0a8baf","国械注进20153171160","基台系统 TiN Coating Abutment System","奥齿泰种植体有限责任公司 Osstem Implant Co., Ltd.","奥齿泰（北京）商贸有限公司","01d60a9d-70b4-11ea-948d-fa163e0a8baf","基台系统-基台","迷你型，直径：4mm，穿龈高度：4mm","GSCA4040P","钛合金，氮化钛涂层","C0702021380100108491","C07020213801001084910000010",null,"申报企业自主确认为非招标产品、非中选产品或中选部件的附件（如覆盖螺丝、中央螺丝等）产品之一"]
["aead3df2-7229-11ea-948d-fa163e0a8baf","121f639e-6f07-11ea-948d-fa163e0a8baf","国械注进20153171160","基台系统 TiN Coating Abutment System","奥齿泰种植体有限责任公司 Osstem Implant Co., Ltd.","奥齿泰（北京）商贸有限公司","01d60a9d-70b4-11ea-948d-fa163e0a8baf","基台系统-基台","迷你型，直径：4mm，穿龈高度：2mm","GSCA4020P","钛合金，氮化钛涂层","C0702021380100108491","C07020213801001084910000011",null,"申报企业自主确认为非招标产品、非中选产品或中选部件的附件（如覆盖螺丝、中央螺丝等）产品之一"]
["aead408d-7229-11ea-948d-fa163e0a8baf","121f639e-6f07-11ea-948d-fa163e0a8baf","国械注进20153171160","基台系统 TiN Coating Abutment System","奥齿泰种植体有限责任公司 Osstem Implant Co., Ltd.","奥齿泰（北京）商贸有限公司","01d60a9d-70b4-11ea-948d-fa163e0a8baf","基台系统-基台","常规型，直径：6mm，穿龈高度：5mm","GSCA6050P","钛合金，氮化钛涂层","C0702021380100108491","C07020213801001084910000012",null,"申报企业自主确认为非招标产品、非中选产品或中选部件的附件（如覆盖螺丝、中央螺丝等）产品之一"]
["aead4698-7229-11ea-948d-fa163e0a8baf","121f639e-6f07-11ea-948d-fa163e0a8baf","国械注进20153171160","基台系统 TiN Coating Abutment System","奥齿泰种植体有限责任公司 Osstem Implant Co., Ltd.","奥齿泰（北京）商贸有限公司","01d60a9d-70b4-11ea-948d-fa163e0a8baf","基台系统-基台","（常规型，直径：4.8mm，穿龈高度：1mm）常规型，直径：5mm，穿龈高度：1mm","GSCA5010P","钛合金，氮化钛涂层","C0702021380100108491","C07020213801001084910000013",null,"申报企业自主确认为非招标产品、非中选产品或中选部件的附件（如覆盖螺丝、中央螺丝等）产品之一"]
["aead4922-7229-11ea-948d-fa163e0a8baf","121f639e-6f07-11ea-948d-fa163e0a8baf","国械注进20153171160","基台系统 TiN Coating Abutment System","奥齿泰种植体有限责任公司 Osstem Implant Co., Ltd.","奥齿泰（北京）商贸有限公司","01d60a9d-70b4-11ea-948d-fa163e0a8baf","基台系统-基台","常规型，直径：4mm，穿龈高度：2mm","GSCAS4020P","钛合金，氮化钛涂层","C0702021380100108491","C07020213801001084910000014",null,"申报企业自主确认为非招标产品、非中选产品或中选部件的附件（如覆盖螺丝、中央螺丝等）产品之一"]
["aead4b9c-7229-11ea-948d-fa163e0a8baf","121f639e-6f07-11ea-948d-fa163e0a8baf","国械注进20153171160","基台系统 TiN Coating Abutment System","奥齿泰种植体有限责任公司 Osstem Implant Co., Ltd.","奥齿泰（北京）商贸有限公司","01d60a9d-70b4-11ea-948d-fa163e0a8baf","基台系统-基台","（常规型，直径：4.8mm，穿龈高度：4mm）常规型，直径：5mm，穿龈高度：4mm","GSCA5040P","钛合金，氮化钛涂层","C0702021380100108491","C07020213801001084910000015",null,"申报企业自主确认为非招标产品、非中选产品或中选部件的附件（如覆盖螺丝、中央螺丝等）产品之一"]
["aead4e1a-7229-11ea-948d-fa163e0a8baf","121f639e-6f07-11ea-948d-fa163e0a8baf","国械注进20153171160","基台系统 TiN Coating Abutment System","奥齿泰种植体有限责任公司 Osstem Implant Co., Ltd.","奥齿泰（北京）商贸有限公司","01d60a9d-70b4-11ea-948d-fa163e0a8baf","基台系统-基台","迷你型，直径：4mm，穿龈高度：1mm","GSCA4010P","钛合金，氮化钛涂层","C0702021380100108491","C07020213801001084910000016",null,"申报企业自主确认为非招标产品、非中选产品或中选部件的附件（如覆盖螺丝、中央螺丝等）产品之一"]
["aead5085-7229-11ea-948d-fa163e0a8baf","121f639e-6f07-11ea-948d-fa163e0a8baf","国械注进20153171160","基台系统 TiN Coating Abutment System","奥齿泰种植体有限责任公司 Osstem Implant Co., Ltd.","奥齿泰（北京）商贸有限公司","01d60a9d-70b4-11ea-948d-fa163e0a8baf","基台系统-基台","常规型，直径：6mm，穿龈高度：4mm","GSCA6040P","钛合金，氮化钛涂层","C0702021380100108491","C07020213801001084910000017",null,"申报企业自主确认为非招标产品、非中选产品或中选部件的附件（如覆盖螺丝、中央螺丝等）产品之一"]
["aead52ef-7229-11ea-948d-fa163e0a8baf","121f639e-6f07-11ea-948d-fa163e0a8baf","国械注进20153171160","基台系统 TiN Coating Abutment System","奥齿泰种植体有限责任公司 Osstem Implant Co., Ltd.","奥齿泰（北京）商贸有限公司","01d60a9d-70b4-11ea-948d-fa163e0a8baf","基台系统-基台","常规型，直径：6mm，穿龈高度：2mm","GSCA6020P","钛合金，氮化钛涂层","C0702021380100108491","C07020213801001084910000018",null,"申报企业自主确认为非招标产品、非中选产品或中选部件的附件（如覆盖螺丝、中央螺丝等）产品之一"]
["70eeefc4-7fb5-11ea-80a3-fa163e0a8baf","121f639e-6f07-11ea-948d-fa163e0a8baf","国械注进20153171160","基台系统 TiN Coating Abutment System","奥齿泰种植体有限责任公司 Osstem Implant Co., Ltd.","奥齿泰（北京）商贸有限公司","c11f9785-7fb4-11ea-80a3-fa163e0a8baf","基台系统-基台螺钉","（黑金螺丝,H:4.15mm,D:2.2mm）黑金螺丝，直径4mm","GSFSM","钛合金，碳化钨涂层","C0702041390200508491","C07020413902005084910000001",null,"申报企业自主确认为非招标产品、非中选产品或中选部件的附件（如覆盖螺丝、中央螺丝等）产品之一"]
["70f53b75-7fb5-11ea-80a3-fa163e0a8baf","121f639e-6f07-11ea-948d-fa163e0a8baf","国械注进20153171160","基台系统 TiN Coating Abutment System","奥齿泰种植体有限责任公司 Osstem Implant Co., Ltd.","奥齿泰（北京）商贸有限公司","c11f9785-7fb4-11ea-80a3-fa163e0a8baf","基台系统-基台螺钉","（技工用螺丝常规型,A:2.3mm,B:8.35mm）技工用螺丝常规型","GSABSS","钛合金，碳化钨涂层","C0702041390200508491","C07020413902005084910000002",null,"申报企业自主确认为非招标产品、非中选产品或中选部件的附件（如覆盖螺丝、中央螺丝等）产品之一"]
["70f57259-7fb5-11ea-80a3-fa163e0a8baf","121f639e-6f07-11ea-948d-fa163e0a8baf","国械注进20153171160","基台系统 TiN Coating Abutment System","奥齿泰种植体有限责任公司 Osstem Implant Co., Ltd.","奥齿泰（北京）商贸有限公司","c11f9785-7fb4-11ea-80a3-fa163e0a8baf","基台系统-基台螺钉","（技工用螺丝迷你型，A:2.2mm,B:10.2mm）技工用螺丝迷你型","GSABSM","钛合金，碳化钨涂层","C0702041390200508491","C07020413902005084910000003",null,"申报企业自主确认为非招标产品、非中选产品或中选部件的附件（如覆盖螺丝、中央螺丝等）产品之一"]
["70f5746a-7fb5-11ea-80a3-fa163e0a8baf","121f639e-6f07-11ea-948d-fa163e0a8baf","国械注进20153171160","基台系统 TiN Coating Abutment System","奥齿泰种植体有限责任公司 Osstem Implant Co., Ltd.","奥齿泰（北京）商贸有限公司","c11f9785-7fb4-11ea-80a3-fa163e0a8baf","基台系统-基台螺钉","（黑金螺丝,H:4.7mm,D:2.5mm）黑金螺丝，直径5mm，6mm","GSFSR","钛合金，碳化钨涂层","C0702041390200508491","C07020413902005084910000004",null,"申报企业自主确认为非招标产品、非中选产品或中选部件的附件（如覆盖螺丝、中央螺丝等）产品之一"]
["52319675-912e-11eb-ace3-fa163e311f19","826f2a8d-8d3e-11eb-ace3-fa163e311f19","国械注进20163172514","基台系统Port Abutment System & OssBuilder Components","奥齿泰种植体有限责任公司Osstem Implant Co.,Ltd.","奥齿泰（北京）商贸有限公司","097c469a-912e-11eb-ace3-fa163e311f19","基台系统","钛网基柱常规型，直径：4mm，长度：7.35mm（见注册证第4页第7条）","SMHI405TSR","钛合金，无表面处理","C0702041390200108491","C07020413902001084910000013",null,"申报企业自主确认为非招标产品、非中选产品或中选部件的附件（如覆盖螺丝、中央螺丝等）产品之一"]
["5231f8d3-912e-11eb-ace3-fa163e311f19","826f2a8d-8d3e-11eb-ace3-fa163e311f19","国械注进20163172514","基台系统Port Abutment System & OssBuilder Components","奥齿泰种植体有限责任公司Osstem Implant Co.,Ltd.","奥齿泰（北京）商贸有限公司","097c469a-912e-11eb-ace3-fa163e311f19","基台系统","钛网基柱迷你型，直径：3.3mm，长度：7.65mm（见注册证第4页第7条）","SMHI310TSM","钛合金，无表面处理","C0702041390200108491","C07020413902001084910000014",null,"申报企业自主确认为非招标产品、非中选产品或中选部件的附件（如覆盖螺丝、中央螺丝等）产品之一"]
["5231fb6c-912e-11eb-ace3-fa163e311f19","826f2a8d-8d3e-11eb-ace3-fa163e311f19","国械注进20163172514","基台系统Port Abutment System & OssBuilder Components","奥齿泰种植体有限责任公司Osstem Implant Co.,Ltd.","奥齿泰（北京）商贸有限公司","097c469a-912e-11eb-ace3-fa163e311f19","基台系统","钛网基柱迷你型，直径：3.3mm，长度：9.65mm（见注册证第4页第7条）","SMHI330TSM","钛合金，无表面处理","C0702041390200108491","C07020413902001084910000015",null,"申报企业自主确认为非招标产品、非中选产品或中选部件的附件（如覆盖螺丝、中央螺丝等）产品之一"]
["5231fd16-912e-11eb-ace3-fa163e311f19","826f2a8d-8d3e-11eb-ace3-fa163e311f19","国械注进20163172514","基台系统Port Abutment System & OssBuilder Components","奥齿泰种植体有限责任公司Osstem Implant Co.,Ltd.","奥齿泰（北京）商贸有限公司","097c469a-912e-11eb-ace3-fa163e311f19","基台系统","钛网基柱迷你型，直径：3.3mm，长度：7.15mm（见注册证第4页第7条）","SMHI305TSM","钛合金，无表面处理","C0702041390200108491","C07020413902001084910000016",null,"申报企业自主确认为非招标产品、非中选产品或中选部件的附件（如覆盖螺丝、中央螺丝等）产品之一"]
["5231fec2-912e-11eb-ace3-fa163e311f19","826f2a8d-8d3e-11eb-ace3-fa163e311f19","国械注进20163172514","基台系统Port Abutment System & OssBuilder Components","奥齿泰种植体有限责任公司Osstem Implant Co.,Ltd.","奥齿泰（北京）商贸有限公司","097c469a-912e-11eb-ace3-fa163e311f19","基台系统","钛网基柱迷你型，直径：3.3mm，长度：8.65mm（见注册证第4页第7条）","SMHI320TSM","钛合金，无表面处理","C0702041390200108491","C07020413902001084910000017",null,"申报企业自主确认为非招标产品、非中选产品或中选部件的附件（如覆盖螺丝、中央螺丝等）产品之一"]
["52320079-912e-11eb-ace3-fa163e311f19","826f2a8d-8d3e-11eb-ace3-fa163e311f19","国械注进20163172514","基台系统Port Abutment System & OssBuilder Components","奥齿泰种植体有限责任公司Osstem Implant Co.,Ltd.","奥齿泰（北京）商贸有限公司","097c469a-912e-11eb-ace3-fa163e311f19","基台系统","钛网基柱迷你型，直径：3.3mm，长度：9.15mm（见注册证第4页第7条）","SMHI325TSM","钛合金，无表面处理","C0702041390200108491","C07020413902001084910000018",null,"申报企业自主确认为非招标产品、非中选产品或中选部件的附件（如覆盖螺丝、中央螺丝等）产品之一"]
["52320425-912e-11eb-ace3-fa163e311f19","826f2a8d-8d3e-11eb-ace3-fa163e311f19","国械注进20163172514","基台系统Port Abutment System & OssBuilder Components","奥齿泰种植体有限责任公司Osstem Implant Co.,Ltd.","奥齿泰（北京）商贸有限公司","097c469a-912e-11eb-ace3-fa163e311f19","基台系统","钛网基柱常规型，直径：4mm，长度：8.35mm（见注册证第4页第7条）","SMHI415TSR","钛合金，无表面处理","C0702041390200108491","C07020413902001084910000019",null,"申报企业自主确认为非招标产品、非中选产品或中选部件的附件（如覆盖螺丝、中央螺丝等）产品之一"]
["523205d4-912e-11eb-ace3-fa163e311f19","826f2a8d-8d3e-11eb-ace3-fa163e311f19","国械注进20163172514","基台系统Port Abutment System & OssBuilder Components","奥齿泰种植体有限责任公司Osstem Implant Co.,Ltd.","奥齿泰（北京）商贸有限公司","097c469a-912e-11eb-ace3-fa163e311f19","基台系统","钛网基柱常规型，直径：4mm，长度：7.85mm（见注册证第4页第7条）","SMHI410TSR","钛合金，无表面处理","C0702041390200108491","C07020413902001084910000020",null,"申报企业自主确认为非招标产品、非中选产品或中选部件的附件（如覆盖螺丝、中央螺丝等）产品之一"]
["52320750-912e-11eb-ace3-fa163e311f19","826f2a8d-8d3e-11eb-ace3-fa163e311f19","国械注进20163172514","基台系统Port Abutment System & OssBuilder Components","奥齿泰种植体有限责任公司Osstem Implant Co.,Ltd.","奥齿泰（北京）商贸有限公司","097c469a-912e-11eb-ace3-fa163e311f19","基台系统","钛网基柱常规型，直径：4mm，长度：8.85mm（见注册证第4页第7条）","SMHI420TSR","钛合金，无表面处理","C0702041390200108491","C07020413902001084910000021",null,"申报企业自主确认为非招标产品、非中选产品或中选部件的附件（如覆盖螺丝、中央螺丝等）产品之一"]
["523208c9-912e-11eb-ace3-fa163e311f19","826f2a8d-8d3e-11eb-ace3-fa163e311f19","国械注进20163172514","基台系统Port Abutment System & OssBuilder Components","奥齿泰种植体有限责任公司Osstem Implant Co.,Ltd.","奥齿泰（北京）商贸有限公司","097c469a-912e-11eb-ace3-fa163e311f19","基台系统","钛网基柱常规型，直径：4mm，长度：9.35mm（见注册证第4页第7条）","SMHI425TSR","钛合金，无表面处理","C0702041390200108491","C07020413902001084910000022",null,"申报企业自主确认为非招标产品、非中选产品或中选部件的附件（如覆盖螺丝、中央螺丝等）产品之一"]
["52320a4d-912e-11eb-ace3-fa163e311f19","826f2a8d-8d3e-11eb-ace3-fa163e311f19","国械注进20163172514","基台系统Port Abutment System & OssBuilder Components","奥齿泰种植体有限责任公司Osstem Implant Co.,Ltd.","奥齿泰（北京）商贸有限公司","097c469a-912e-11eb-ace3-fa163e311f19","基台系统","钛网基柱迷你型，直径：3.3mm，长度：8.15mm（见注册证第4页第7条）","SMHI315TSM","钛合金，无表面处理","C0702041390200108491","C07020413902001084910000023",null,"申报企业自主确认为非招标产品、非中选产品或中选部件的附件（如覆盖螺丝、中央螺丝等）产品之一"]
["52320c78-912e-11eb-ace3-fa163e311f19","826f2a8d-8d3e-11eb-ace3-fa163e311f19","国械注进20163172514","基台系统Port Abutment System & OssBuilder Components","奥齿泰种植体有限责任公司Osstem Implant Co.,Ltd.","奥齿泰（北京）商贸有限公司","097c469a-912e-11eb-ace3-fa163e311f19","基台系统","钛网基柱常规型，直径：4mm，长度：9.85mm（见注册证第4页第7条）","SMHI430TSR","钛合金，无表面处理","C0702041390200108491","C07020413902001084910000024",null,"申报企业自主确认为非招标产品、非中选产品或中选部件的附件（如覆盖螺丝、中央螺丝等）产品之一"]
["8219ad96-a0dd-11eb-ac1c-fa163e311f19","826f2a8d-8d3e-11eb-ace3-fa163e311f19","国械注进20163172514","基台系统Port Abutment System & OssBuilder Components","奥齿泰种植体有限责任公司Osstem Implant Co.,Ltd.","奥齿泰（北京）商贸有限公司","63a616ec-9122-11eb-ace3-fa163e311f19","基台系统-TS 基台","标准型，直径：4.86mm,穿龈高度：5mm","SSPTA4850R","钛合金，氮化钛涂层","C0702021380100108491","C07020213801001084910000078",null,"申报企业自主确认为非招标产品、非中选产品或中选部件的附件（如覆盖螺丝、中央螺丝等）产品之一"]
["821a291a-a0dd-11eb-ac1c-fa163e311f19","826f2a8d-8d3e-11eb-ace3-fa163e311f19","国械注进20163172514","基台系统Port Abutment System & OssBuilder Components","奥齿泰种植体有限责任公司Osstem Implant Co.,Ltd.","奥齿泰（北京）商贸有限公司","63a616ec-9122-11eb-ace3-fa163e311f19","基台系统-TS 基台","标准型，直径：4.86mm,穿龈高度：2mm","SSPTA4820R","钛合金，氮化钛涂层","C0702021380100108491","C07020213801001084910000079",null,"申报企业自主确认为非招标产品、非中选产品或中选部件的附件（如覆盖螺丝、中央螺丝等）产品之一"]
["821a2d60-a0dd-11eb-ac1c-fa163e311f19","826f2a8d-8d3e-11eb-ace3-fa163e311f19","国械注进20163172514","基台系统Port Abutment System & OssBuilder Components","奥齿泰种植体有限责任公司Osstem Implant Co.,Ltd.","奥齿泰（北京）商贸有限公司","63a616ec-9122-11eb-ace3-fa163e311f19","基台系统-TS 基台","标准型，直径：4.86mm,穿龈高度：4mm","SSPTA4840R","钛合金，氮化钛涂层","C0702021380100108491","C07020213801001084910000080",null,"申报企业自主确认为非招标产品、非中选产品或中选部件的附件（如覆盖螺丝、中央螺丝等）产品之一"]
["821a3145-a0dd-11eb-ac1c-fa163e311f19","826f2a8d-8d3e-11eb-ace3-fa163e311f19","国械注进20163172514","基台系统Port Abutment System & OssBuilder Components","奥齿泰种植体有限责任公司Osstem Implant Co.,Ltd.","奥齿泰（北京）商贸有限公司","63a616ec-9122-11eb-ace3-fa163e311f19","基台系统-TS 基台","标准型，直径：4.86mm,穿龈高度：3mm","SSPTA4830R","钛合金，氮化钛涂层","C0702021380100108491","C07020213801001084910000081",null,"申报企业自主确认为非招标产品、非中选产品或中选部件的附件（如覆盖螺丝、中央螺丝等）产品之一"]
["c72cf5e7-9122-11eb-ace3-fa163e311f19","826f2a8d-8d3e-11eb-ace3-fa163e311f19","国械注进20163172514","基台系统Port Abutment System & OssBuilder Components","奥齿泰种植体有限责任公司Osstem Implant Co.,Ltd.","奥齿泰（北京）商贸有限公司","63a616ec-9122-11eb-ace3-fa163e311f19","基台系统-TS 基台","（PORT基台常规型，直径：3.7mm，穿龈高度：2.6mm）PORT基台常规型，直径：3.7mm，穿龈高度：2mm","TSPTA4020R","钛合金，氮化钛涂层","C0702021380100108491","C07020213801001084910000090",null,"申报企业自主确认为非招标产品、非中选产品或中选部件的附件（如覆盖螺丝、中央螺丝等）产品之一"]
["c72d1fd5-9122-11eb-ace3-fa163e311f19","826f2a8d-8d3e-11eb-ace3-fa163e311f19","国械注进20163172514","基台系统Port Abutment System & OssBuilder Components","奥齿泰种植体有限责任公司Osstem Implant Co.,Ltd.","奥齿泰（北京）商贸有限公司","63a616ec-9122-11eb-ace3-fa163e311f19","基台系统-TS 基台","（PORT基台迷你型，直径：3.7mm，穿龈高度：3.6mm）PORT基台迷你型，直径：3.7mm，穿龈高度：3mm","TSPTA3530M","钛合金，氮化钛涂层","C0702021380100108491","C07020213801001084910000091",null,"申报企业自主确认为非招标产品、非中选产品或中选部件的附件（如覆盖螺丝、中央螺丝等）产品之一"]
["c72d23f7-9122-11eb-ace3-fa163e311f19","826f2a8d-8d3e-11eb-ace3-fa163e311f19","国械注进20163172514","基台系统Port Abutment System & OssBuilder Components","奥齿泰种植体有限责任公司Osstem Implant Co.,Ltd.","奥齿泰（北京）商贸有限公司","63a616ec-9122-11eb-ace3-fa163e311f19","基台系统-TS 基台","（PORT基台常规型，直径：3.7mm，穿龈高度：4.6mm）PORT基台常规型，直径：3.7mm，穿龈高度：4mm","TSPTA4040R","钛合金，氮化钛涂层","C0702021380100108491","C07020213801001084910000092",null,"申报企业自主确认为非招标产品、非中选产品或中选部件的附件（如覆盖螺丝、中央螺丝等）产品之一"]
["c72d2729-9122-11eb-ace3-fa163e311f19","826f2a8d-8d3e-11eb-ace3-fa163e311f19","国械注进20163172514","基台系统Port Abutment System & OssBuilder Components","奥齿泰种植体有限责任公司Osstem Implant Co.,Ltd.","奥齿泰（北京）商贸有限公司","63a616ec-9122-11eb-ace3-fa163e311f19","基台系统-TS 基台","（PORT基台迷你型，直径：3.7mm，穿龈高度：1.6mm）PORT基台迷你型，直径：3.7mm，穿龈高度：1mm","TSPTA3510M","钛合金，氮化钛涂层","C0702021380100108491","C07020213801001084910000093",null,"申报企业自主确认为非招标产品、非中选产品或中选部件的附件（如覆盖螺丝、中央螺丝等）产品之一"]
["c72d6e7c-9122-11eb-ace3-fa163e311f19","826f2a8d-8d3e-11eb-ace3-fa163e311f19","国械注进20163172514","基台系统Port Abutment System & OssBuilder Components","奥齿泰种植体有限责任公司Osstem Implant Co.,Ltd.","奥齿泰（北京）商贸有限公司","63a616ec-9122-11eb-ace3-fa163e311f19","基台系统-TS 基台","（PORT基台常规型，直径：3.7mm，穿龈高度：3.6mm）PORT基台常规型，直径：3.7mm，穿龈高度：3mm","TSPTA4030R","钛合金，氮化钛涂层","C0702021380100108491","C07020213801001084910000094",null,"申报企业自主确认为非招标产品、非中选产品或中选部件的附件（如覆盖螺丝、中央螺丝等）产品之一"]
["c72d71f0-9122-11eb-ace3-fa163e311f19","826f2a8d-8d3e-11eb-ace3-fa163e311f19","国械注进20163172514","基台系统Port Abutment System & OssBuilder Components","奥齿泰种植体有限责任公司Osstem Implant Co.,Ltd.","奥齿泰（北京）商贸有限公司","63a616ec-9122-11eb-ace3-fa163e311f19","基台系统-TS 基台","（PORT基台迷你型，直径：3.7mm，穿龈高度：2.6mm）PORT基台迷你型，直径：3.7mm，穿龈高度：2mm","TSPTA3520M","钛合金，氮化钛涂层","C0702021380100108491","C07020213801001084910000095",null,"申报企业自主确认为非招标产品、非中选产品或中选部件的附件（如覆盖螺丝、中央螺丝等）产品之一"]
["c72d7452-9122-11eb-ace3-fa163e311f19","826f2a8d-8d3e-11eb-ace3-fa163e311f19","国械注进20163172514","基台系统Port Abutment System & OssBuilder Components","奥齿泰种植体有限责任公司Osstem Implant Co.,Ltd.","奥齿泰（北京）商贸有限公司","63a616ec-9122-11eb-ace3-fa163e311f19","基台系统-TS 基台","（PORT基台常规型，直径：3.7mm，穿龈高度：5.6mm）PORT基台常规型，直径：3.7mm，穿龈高度：5mm","TSPTA4050R","钛合金，氮化钛涂层","C0702021380100108491","C07020213801001084910000096",null,"申报企业自主确认为非招标产品、非中选产品或中选部件的附件（如覆盖螺丝、中央螺丝等）产品之一"]
["c72d7675-9122-11eb-ace3-fa163e311f19","826f2a8d-8d3e-11eb-ace3-fa163e311f19","国械注进20163172514","基台系统Port Abutment System & OssBuilder Components","奥齿泰种植体有限责任公司Osstem Implant Co.,Ltd.","奥齿泰（北京）商贸有限公司","63a616ec-9122-11eb-ace3-fa163e311f19","基台系统-TS 基台","（PORT基台常规型，直径：3.7mm，穿龈高度：1.6mm）PORT基台常规型，直径：3.7mm，穿龈高度：1mm","TSPTA4010R","钛合金，氮化钛涂层","C0702021380100108491","C07020213801001084910000097",null,"申报企业自主确认为非招标产品、非中选产品或中选部件的附件（如覆盖螺丝、中央螺丝等）产品之一"]
["c72d7889-9122-11eb-ace3-fa163e311f19","826f2a8d-8d3e-11eb-ace3-fa163e311f19","国械注进20163172514","基台系统Port Abutment System & OssBuilder Components","奥齿泰种植体有限责任公司Osstem Implant Co.,Ltd.","奥齿泰（北京）商贸有限公司","63a616ec-9122-11eb-ace3-fa163e311f19","基台系统-TS 基台","（PORT基台迷你型，直径：3.7mm，穿龈高度：5.6mm）PORT基台迷你型，直径：3.7mm，穿龈高度：5mm","TSPTA3550M","钛合金，氮化钛涂层","C0702021380100108491","C07020213801001084910000098",null,"申报企业自主确认为非招标产品、非中选产品或中选部件的附件（如覆盖螺丝、中央螺丝等）产品之一"]
["c72d7b1c-9122-11eb-ace3-fa163e311f19","826f2a8d-8d3e-11eb-ace3-fa163e311f19","国械注进20163172514","基台系统Port Abutment System & OssBuilder Components","奥齿泰种植体有限责任公司Osstem Implant Co.,Ltd.","奥齿泰（北京）商贸有限公司","63a616ec-9122-11eb-ace3-fa163e311f19","基台系统-TS 基台","（PORT基台迷你型，直径：3.7mm，穿龈高度：4.6mm）PORT基台迷你型，直径：3.7mm，穿龈高度：4mm","TSPTA3540M","钛合金，氮化钛涂层","C0702021380100108491","C07020213801001084910000099",null,"申报企业自主确认为非招标产品、非中选产品或中选部件的附件（如覆盖螺丝、中央螺丝等）产品之一"]
["a7bbc074-9133-11eb-ace3-fa163e311f19","826f2a8d-8d3e-11eb-ace3-fa163e311f19","国械注进20163172514","基台系统Port Abutment System & OssBuilder Components","奥齿泰种植体有限责任公司Osstem Implant Co.,Ltd.","奥齿泰（北京）商贸有限公司","a327bf13982211ecb3f890e2ba8d9d30","基台系统","钛网覆盖帽，直径4mm，高度：1.73mm(见注册证第4页第5条）","SMCC415","纯钛4级，无表面处理","C0702031380300008491","C07020313803000084910000001",null,"申报企业自主确认为非招标产品、非中选产品或中选部件的附件（如覆盖螺丝、中央螺丝等）产品之一"]
["b13e5b53-9135-11eb-ace3-fa163e311f19","826f2a8d-8d3e-11eb-ace3-fa163e311f19","国械注进20163172514","基台系统Port Abutment System & OssBuilder Components","奥齿泰种植体有限责任公司Osstem Implant Co.,Ltd.","奥齿泰（北京）商贸有限公司","a327bf13982211ecb3f890e2ba8d9d30","基台系统","PORT基台固位帽套装（6件套）","PTCMK","纯钛4级，无表面处理","C0702031380300008491","C07020313803000084910000002",null,"申报企业自主确认为非招标产品、非中选产品或中选部件的附件（如覆盖螺丝、中央螺丝等）产品之一"]
["b89de5c9-9126-11eb-ace3-fa163e311f19","826f2a8d-8d3e-11eb-ace3-fa163e311f19","国械注进20163172514","基台系统Port Abutment System & OssBuilder Components","奥齿泰种植体有限责任公司Osstem Implant Co.,Ltd.","奥齿泰（北京）商贸有限公司","a327bf13982211ecb3f890e2ba8d9d30","基台系统","钛网愈合帽，直径：5mm，高度：4.08mm（见注册证第3页第4条）","SMHA554R","纯钛4级，无表面处理","C0702031380300008491","C07020313803000084910000003",null,"申报企业自主确认为非招标产品、非中选产品或中选部件的附件（如覆盖螺丝、中央螺丝等）产品之一"]
["b89f759c-9126-11eb-ace3-fa163e311f19","826f2a8d-8d3e-11eb-ace3-fa163e311f19","国械注进20163172514","基台系统Port Abutment System & OssBuilder Components","奥齿泰种植体有限责任公司Osstem Implant Co.,Ltd.","奥齿泰（北京）商贸有限公司","a327bf13982211ecb3f890e2ba8d9d30","基台系统","钛网愈合帽，直径：3.98mm，高度：3.38mm（见注册证第3页第4条）","SMHA443R","纯钛4级，无表面处理","C0702031380300008491","C07020313803000084910000004",null,"申报企业自主确认为非招标产品、非中选产品或中选部件的附件（如覆盖螺丝、中央螺丝等）产品之一"]
["b89f9d84-9126-11eb-ace3-fa163e311f19","826f2a8d-8d3e-11eb-ace3-fa163e311f19","国械注进20163172514","基台系统Port Abutment System & OssBuilder Components","奥齿泰种植体有限责任公司Osstem Implant Co.,Ltd.","奥齿泰（北京）商贸有限公司","a327bf13982211ecb3f890e2ba8d9d30","基台系统","钛网愈合帽，直径：3.98mm，高度：4.03mm（见注册证第3页第4条）","SMHA444R","纯钛4级，无表面处理","C0702031380300008491","C07020313803000084910000005",null,"申报企业自主确认为非招标产品、非中选产品或中选部件的附件（如覆盖螺丝、中央螺丝等）产品之一"]
["b89fc121-9126-11eb-ace3-fa163e311f19","826f2a8d-8d3e-11eb-ace3-fa163e311f19","国械注进20163172514","基台系统Port Abutment System & OssBuilder Components","奥齿泰种植体有限责任公司Osstem Implant Co.,Ltd.","奥齿泰（北京）商贸有限公司","a327bf13982211ecb3f890e2ba8d9d30","基台系统","钛网愈合帽，直径：5mm，高度：3.43mm（见注册证第3页第4条）","SMHA553R","纯钛4级，无表面处理","C0702031380300008491","C07020313803000084910000006",null,"申报企业自主确认为非招标产品、非中选产品或中选部件的附件（如覆盖螺丝、中央螺丝等）产品之一"]
["32f0227a-b3c5-11eb-a006-0050568f9c84","71b1a465-b2f9-11eb-a006-0050568f9c84","国械注进20163171541","纯钛人工牙种植体及附件 SS SA Implant","奥齿泰种植体有限责任公司Osstem Implant Co.,Ltd.","奥齿泰（北京）商贸有限公司","1321d4d5-b3c3-11eb-a006-0050568f9c84","纯钛人工牙种植体及附件-种植体套装","直径：3.75mm，长度：8.5mm,穿龈高度：1.8mm","ASS3R3508S18","纯钛","C0702011370100108491","C07020113701001084910000224",null,"申报企业自主确认为非招标产品、非中选产品或中选部件的附件（如覆盖螺丝、中央螺丝等）产品之一"]
["32f20db0-b3c5-11eb-a006-0050568f9c84","71b1a465-b2f9-11eb-a006-0050568f9c84","国械注进20163171541","纯钛人工牙种植体及附件 SS SA Implant","奥齿泰种植体有限责任公司Osstem Implant Co.,Ltd.","奥齿泰（北京）商贸有限公司","1321d4d5-b3c3-11eb-a006-0050568f9c84","纯钛人工牙种植体及附件-种植体套装","直径：4.6mm，长度：11.5mm,穿龈高度：2.8mm","ASS3R4511S28","纯钛","C0702011370100108491","C07020113701001084910000225",null,"申报企业自主确认为非招标产品、非中选产品或中选部件的附件（如覆盖螺丝、中央螺丝等）产品之一"]
["32f465b3-b3c5-11eb-a006-0050568f9c84","71b1a465-b2f9-11eb-a006-0050568f9c84","国械注进20163171541","纯钛人工牙种植体及附件 SS SA Implant","奥齿泰种植体有限责任公司Osstem Implant Co.,Ltd.","奥齿泰（北京）商贸有限公司","1321d4d5-b3c3-11eb-a006-0050568f9c84","纯钛人工牙种植体及附件-种植体套装","直径：4.6mm，长度：8.5mm,穿龈高度：2.8mm","ASS3R4508S28","纯钛","C0702011370100108491","C07020113701001084910000226",null,"申报企业自主确认为非招标产品、非中选产品或中选部件的附件（如覆盖螺丝、中央螺丝等）产品之一"]
["32f66da2-b3c5-11eb-a006-0050568f9c84","71b1a465-b2f9-11eb-a006-0050568f9c84","国械注进20163171541","纯钛人工牙种植体及附件 SS SA Implant","奥齿泰种植体有限责任公司Osstem Implant Co.,Ltd.","奥齿泰（北京）商贸有限公司","1321d4d5-b3c3-11eb-a006-0050568f9c84","纯钛人工牙种植体及附件-种植体套装","直径：5mm，长度：6mm,穿龈高度：2mm","ASS3W5006S20","纯钛","C0702011370100108491","C07020113701001084910000227",null,"申报企业自主确认为非招标产品、非中选产品或中选部件的附件（如覆盖螺丝、中央螺丝等）产品之一"]
["32f7bd56-b3c5-11eb-a006-0050568f9c84","71b1a465-b2f9-11eb-a006-0050568f9c84","国械注进20163171541","纯钛人工牙种植体及附件 SS SA Implant","奥齿泰种植体有限责任公司Osstem Implant Co.,Ltd.","奥齿泰（北京）商贸有限公司","1321d4d5-b3c3-11eb-a006-0050568f9c84","纯钛人工牙种植体及附件-种植体套装","直径：3.75mm，长度：10mm,穿龈高度：2.8mm","ASS3R3510S28","纯钛","C0702011370100108491","C07020113701001084910000228",null,"申报企业自主确认为非招标产品、非中选产品或中选部件的附件（如覆盖螺丝、中央螺丝等）产品之一"]
["32f927c8-b3c5-11eb-a006-0050568f9c84","71b1a465-b2f9-11eb-a006-0050568f9c84","国械注进20163171541","纯钛人工牙种植体及附件 SS SA Implant","奥齿泰种植体有限责任公司Osstem Implant Co.,Ltd.","奥齿泰（北京）商贸有限公司","1321d4d5-b3c3-11eb-a006-0050568f9c84","纯钛人工牙种植体及附件-种植体套装","直径：3.75mm，长度：11.5mm,穿龈高度：1.8mm","ASS3R3511S18","纯钛","C0702011370100108491","C07020113701001084910000229",null,"申报企业自主确认为非招标产品、非中选产品或中选部件的附件（如覆盖螺丝、中央螺丝等）产品之一"]
["32f93238-b3c5-11eb-a006-0050568f9c84","71b1a465-b2f9-11eb-a006-0050568f9c84","国械注进20163171541","纯钛人工牙种植体及附件 SS SA Implant","奥齿泰种植体有限责任公司Osstem Implant Co.,Ltd.","奥齿泰（北京）商贸有限公司","1321d4d5-b3c3-11eb-a006-0050568f9c84","纯钛人工牙种植体及附件-种植体套装","直径：3.75mm，长度：11.5mm,穿龈高度：2.8mm","ASS3R3511S28","纯钛","C0702011370100108491","C07020113701001084910000230",null,"申报企业自主确认为非招标产品、非中选产品或中选部件的附件（如覆盖螺丝、中央螺丝等）产品之一"]
["32f93425-b3c5-11eb-a006-0050568f9c84","71b1a465-b2f9-11eb-a006-0050568f9c84","国械注进20163171541","纯钛人工牙种植体及附件 SS SA Implant","奥齿泰种植体有限责任公司Osstem Implant Co.,Ltd.","奥齿泰（北京）商贸有限公司","1321d4d5-b3c3-11eb-a006-0050568f9c84","纯钛人工牙种植体及附件-种植体套装","直径：4.25mm，长度：11.5mm,穿龈高度：1.8mm","ASS3R4011S18","纯钛","C0702011370100108491","C07020113701001084910000231",null,"申报企业自主确认为非招标产品、非中选产品或中选部件的附件（如覆盖螺丝、中央螺丝等）产品之一"]
["32fa56b5-b3c5-11eb-a006-0050568f9c84","71b1a465-b2f9-11eb-a006-0050568f9c84","国械注进20163171541","纯钛人工牙种植体及附件 SS SA Implant","奥齿泰种植体有限责任公司Osstem Implant Co.,Ltd.","奥齿泰（北京）商贸有限公司","1321d4d5-b3c3-11eb-a006-0050568f9c84","纯钛人工牙种植体及附件-种植体套装","直径：4.6mm，长度：7mm,穿龈高度：2mm","ASS3W4507S20","纯钛","C0702011370100108491","C07020113701001084910000232",null,"申报企业自主确认为非招标产品、非中选产品或中选部件的附件（如覆盖螺丝、中央螺丝等）产品之一"]
["32fc06d8-b3c5-11eb-a006-0050568f9c84","71b1a465-b2f9-11eb-a006-0050568f9c84","国械注进20163171541","纯钛人工牙种植体及附件 SS SA Implant","奥齿泰种植体有限责任公司Osstem Implant Co.,Ltd.","奥齿泰（北京）商贸有限公司","1321d4d5-b3c3-11eb-a006-0050568f9c84","纯钛人工牙种植体及附件-种植体套装","直径：3.75mm，长度：8.5mm,穿龈高度：2.8mm","ASS3R3508S28","纯钛","C0702011370100108491","C07020113701001084910000233",null,"申报企业自主确认为非招标产品、非中选产品或中选部件的附件（如覆盖螺丝、中央螺丝等）产品之一"]
["32fc1141-b3c5-11eb-a006-0050568f9c84","71b1a465-b2f9-11eb-a006-0050568f9c84","国械注进20163171541","纯钛人工牙种植体及附件 SS SA Implant","奥齿泰种植体有限责任公司Osstem Implant Co.,Ltd.","奥齿泰（北京）商贸有限公司","1321d4d5-b3c3-11eb-a006-0050568f9c84","纯钛人工牙种植体及附件-种植体套装","直径：4.25mm，长度：10mm,穿龈高度：2.8mm","ASS3R4010S28","纯钛","C0702011370100108491","C07020113701001084910000234",null,"申报企业自主确认为非招标产品、非中选产品或中选部件的附件（如覆盖螺丝、中央螺丝等）产品之一"]
["32fc1327-b3c5-11eb-a006-0050568f9c84","71b1a465-b2f9-11eb-a006-0050568f9c84","国械注进20163171541","纯钛人工牙种植体及附件 SS SA Implant","奥齿泰种植体有限责任公司Osstem Implant Co.,Ltd.","奥齿泰（北京）商贸有限公司","1321d4d5-b3c3-11eb-a006-0050568f9c84","纯钛人工牙种植体及附件-种植体套装","直径：4.6mm，长度：8.5mm,穿龈高度：1.8mm","ASS3R4508S18","纯钛","C0702011370100108491","C07020113701001084910000235",null,"申报企业自主确认为非招标产品、非中选产品或中选部件的附件（如覆盖螺丝、中央螺丝等）产品之一"]
["32fc14e5-b3c5-11eb-a006-0050568f9c84","71b1a465-b2f9-11eb-a006-0050568f9c84","国械注进20163171541","纯钛人工牙种植体及附件 SS SA Implant","奥齿泰种植体有限责任公司Osstem Implant Co.,Ltd.","奥齿泰（北京）商贸有限公司","1321d4d5-b3c3-11eb-a006-0050568f9c84","纯钛人工牙种植体及附件-种植体套装","直径：4.25mm，长度：8.5mm,穿龈高度：1.8mm","ASS3R4008S18","纯钛","C0702011370100108491","C07020113701001084910000236",null,"申报企业自主确认为非招标产品、非中选产品或中选部件的附件（如覆盖螺丝、中央螺丝等）产品之一"]
["32fc1740-b3c5-11eb-a006-0050568f9c84","71b1a465-b2f9-11eb-a006-0050568f9c84","国械注进20163171541","纯钛人工牙种植体及附件 SS SA Implant","奥齿泰种植体有限责任公司Osstem Implant Co.,Ltd.","奥齿泰（北京）商贸有限公司","1321d4d5-b3c3-11eb-a006-0050568f9c84","纯钛人工牙种植体及附件-种植体套装","直径：4.6mm，长度：13mm,穿龈高度：1.8mm","ASS3R4513S18","纯钛","C0702011370100108491","C07020113701001084910000237",null,"申报企业自主确认为非招标产品、非中选产品或中选部件的附件（如覆盖螺丝、中央螺丝等）产品之一"]
["32fc18ec-b3c5-11eb-a006-0050568f9c84","71b1a465-b2f9-11eb-a006-0050568f9c84","国械注进20163171541","纯钛人工牙种植体及附件 SS SA Implant","奥齿泰种植体有限责任公司Osstem Implant Co.,Ltd.","奥齿泰（北京）商贸有限公司","1321d4d5-b3c3-11eb-a006-0050568f9c84","纯钛人工牙种植体及附件-种植体套装","直径：4.6mm，长度：10mm,穿龈高度：2.8mm","ASS3R4510S28","纯钛","C0702011370100108491","C07020113701001084910000238",null,"申报企业自主确认为非招标产品、非中选产品或中选部件的附件（如覆盖螺丝、中央螺丝等）产品之一"]
["32fc1aa5-b3c5-11eb-a006-0050568f9c84","71b1a465-b2f9-11eb-a006-0050568f9c84","国械注进20163171541","纯钛人工牙种植体及附件 SS SA Implant","奥齿泰种植体有限责任公司Osstem Implant Co.,Ltd.","奥齿泰（北京）商贸有限公司","1321d4d5-b3c3-11eb-a006-0050568f9c84","纯钛人工牙种植体及附件-种植体套装","直径：4.25mm，长度：13mm,穿龈高度：1.8mm","ASS3R4013S18","纯钛","C0702011370100108491","C07020113701001084910000239",null,"申报企业自主确认为非招标产品、非中选产品或中选部件的附件（如覆盖螺丝、中央螺丝等）产品之一"]
["32fc1c31-b3c5-11eb-a006-0050568f9c84","71b1a465-b2f9-11eb-a006-0050568f9c84","国械注进20163171541","纯钛人工牙种植体及附件 SS SA Implant","奥齿泰种植体有限责任公司Osstem Implant Co.,Ltd.","奥齿泰（北京）商贸有限公司","1321d4d5-b3c3-11eb-a006-0050568f9c84","纯钛人工牙种植体及附件-种植体套装","直径：4.6mm，长度：10mm,穿龈高度：2mm","ASS3W4510S20","纯钛","C0702011370100108491","C07020113701001084910000240",null,"申报企业自主确认为非招标产品、非中选产品或中选部件的附件（如覆盖螺丝、中央螺丝等）产品之一"]
["32fc1db5-b3c5-11eb-a006-0050568f9c84","71b1a465-b2f9-11eb-a006-0050568f9c84","国械注进20163171541","纯钛人工牙种植体及附件 SS SA Implant","奥齿泰种植体有限责任公司Osstem Implant Co.,Ltd.","奥齿泰（北京）商贸有限公司","1321d4d5-b3c3-11eb-a006-0050568f9c84","纯钛人工牙种植体及附件-种植体套装","直径：4.6mm，长度：13mm,穿龈高度：2.8mm","ASS3R4513S28","纯钛","C0702011370100108491","C07020113701001084910000241",null,"申报企业自主确认为非招标产品、非中选产品或中选部件的附件（如覆盖螺丝、中央螺丝等）产品之一"]
["32fc1f11-b3c5-11eb-a006-0050568f9c84","71b1a465-b2f9-11eb-a006-0050568f9c84","国械注进20163171541","纯钛人工牙种植体及附件 SS SA Implant","奥齿泰种植体有限责任公司Osstem Implant Co.,Ltd.","奥齿泰（北京）商贸有限公司","1321d4d5-b3c3-11eb-a006-0050568f9c84","纯钛人工牙种植体及附件-种植体套装","直径：4.6mm，长度：7mm,穿龈高度：1.8mm","ASS3R4507S18","纯钛","C0702011370100108491","C07020113701001084910000242",null,"申报企业自主确认为非招标产品、非中选产品或中选部件的附件（如覆盖螺丝、中央螺丝等）产品之一"]
["32fc2091-b3c5-11eb-a006-0050568f9c84","71b1a465-b2f9-11eb-a006-0050568f9c84","国械注进20163171541","纯钛人工牙种植体及附件 SS SA Implant","奥齿泰种植体有限责任公司Osstem Implant Co.,Ltd.","奥齿泰（北京）商贸有限公司","1321d4d5-b3c3-11eb-a006-0050568f9c84","纯钛人工牙种植体及附件-种植体套装","直径：4.6mm，长度：10mm,穿龈高度：1.8mm","ASS3R4510S18","纯钛","C0702011370100108491","C07020113701001084910000243",null,"申报企业自主确认为非招标产品、非中选产品或中选部件的附件（如覆盖螺丝、中央螺丝等）产品之一"]
["32fc2208-b3c5-11eb-a006-0050568f9c84","71b1a465-b2f9-11eb-a006-0050568f9c84","国械注进20163171541","纯钛人工牙种植体及附件 SS SA Implant","奥齿泰种植体有限责任公司Osstem Implant Co.,Ltd.","奥齿泰（北京）商贸有限公司","1321d4d5-b3c3-11eb-a006-0050568f9c84","纯钛人工牙种植体及附件-种植体套装","直径：4.25mm，长度：7mm,穿龈高度：1.8mm","ASS3R4007S18","纯钛","C0702011370100108491","C07020113701001084910000244",null,"申报企业自主确认为非招标产品、非中选产品或中选部件的附件（如覆盖螺丝、中央螺丝等）产品之一"]
["32fc2381-b3c5-11eb-a006-0050568f9c84","71b1a465-b2f9-11eb-a006-0050568f9c84","国械注进20163171541","纯钛人工牙种植体及附件 SS SA Implant","奥齿泰种植体有限责任公司Osstem Implant Co.,Ltd.","奥齿泰（北京）商贸有限公司","1321d4d5-b3c3-11eb-a006-0050568f9c84","纯钛人工牙种植体及附件-种植体套装","直径：4.25mm，长度：11.5mm,穿龈高度：2.8mm","ASS3R4011S28","纯钛","C0702011370100108491","C07020113701001084910000245",null,"申报企业自主确认为非招标产品、非中选产品或中选部件的附件（如覆盖螺丝、中央螺丝等）产品之一"]
["32fc2500-b3c5-11eb-a006-0050568f9c84","71b1a465-b2f9-11eb-a006-0050568f9c84","国械注进20163171541","纯钛人工牙种植体及附件 SS SA Implant","奥齿泰种植体有限责任公司Osstem Implant Co.,Ltd.","奥齿泰（北京）商贸有限公司","1321d4d5-b3c3-11eb-a006-0050568f9c84","纯钛人工牙种植体及附件-种植体套装","直径：3.75mm，长度：13mm,穿龈高度：2.8mm","ASS3R3513S28","纯钛","C0702011370100108491","C07020113701001084910000246",null,"申报企业自主确认为非招标产品、非中选产品或中选部件的附件（如覆盖螺丝、中央螺丝等）产品之一"]
["32fc2671-b3c5-11eb-a006-0050568f9c84","71b1a465-b2f9-11eb-a006-0050568f9c84","国械注进20163171541","纯钛人工牙种植体及附件 SS SA Implant","奥齿泰种植体有限责任公司Osstem Implant Co.,Ltd.","奥齿泰（北京）商贸有限公司","1321d4d5-b3c3-11eb-a006-0050568f9c84","纯钛人工牙种植体及附件-种植体套装","直径：5mm，长度：11.5mm,穿龈高度：2mm","ASS3W5011S20","纯钛","C0702011370100108491","C07020113701001084910000247",null,"申报企业自主确认为非招标产品、非中选产品或中选部件的附件（如覆盖螺丝、中央螺丝等）产品之一"]
["32fc27fc-b3c5-11eb-a006-0050568f9c84","71b1a465-b2f9-11eb-a006-0050568f9c84","国械注进20163171541","纯钛人工牙种植体及附件 SS SA Implant","奥齿泰种植体有限责任公司Osstem Implant Co.,Ltd.","奥齿泰（北京）商贸有限公司","1321d4d5-b3c3-11eb-a006-0050568f9c84","纯钛人工牙种植体及附件-种植体套装","直径：5mm，长度：10mm,穿龈高度：2mm","ASS3W5010S20","纯钛","C0702011370100108491","C07020113701001084910000248",null,"申报企业自主确认为非招标产品、非中选产品或中选部件的附件（如覆盖螺丝、中央螺丝等）产品之一"]
["32fe5bb4-b3c5-11eb-a006-0050568f9c84","71b1a465-b2f9-11eb-a006-0050568f9c84","国械注进20163171541","纯钛人工牙种植体及附件 SS SA Implant","奥齿泰种植体有限责任公司Osstem Implant Co.,Ltd.","奥齿泰（北京）商贸有限公司","1321d4d5-b3c3-11eb-a006-0050568f9c84","纯钛人工牙种植体及附件-种植体套装","直径：4.6mm，长度：11.5mm,穿龈高度：2mm","ASS3W4511S20","纯钛","C0702011370100108491","C07020113701001084910000249",null,"申报企业自主确认为非招标产品、非中选产品或中选部件的附件（如覆盖螺丝、中央螺丝等）产品之一"]
["32ffa033-b3c5-11eb-a006-0050568f9c84","71b1a465-b2f9-11eb-a006-0050568f9c84","国械注进20163171541","纯钛人工牙种植体及附件 SS SA Implant","奥齿泰种植体有限责任公司Osstem Implant Co.,Ltd.","奥齿泰（北京）商贸有限公司","1321d4d5-b3c3-11eb-a006-0050568f9c84","纯钛人工牙种植体及附件-种植体套装","直径：5mm，长度：7mm,穿龈高度：2mm","ASS3W5007S20","纯钛","C0702011370100108491","C07020113701001084910000250",null,"申报企业自主确认为非招标产品、非中选产品或中选部件的附件（如覆盖螺丝、中央螺丝等）产品之一"]
["3300f1d7-b3c5-11eb-a006-0050568f9c84","71b1a465-b2f9-11eb-a006-0050568f9c84","国械注进20163171541","纯钛人工牙种植体及附件 SS SA Implant","奥齿泰种植体有限责任公司Osstem Implant Co.,Ltd.","奥齿泰（北京）商贸有限公司","1321d4d5-b3c3-11eb-a006-0050568f9c84","纯钛人工牙种植体及附件-种植体套装","直径：5mm，长度：8.5mm,穿龈高度：2mm","ASS3W5008S20","纯钛","C0702011370100108491","C07020113701001084910000251",null,"申报企业自主确认为非招标产品、非中选产品或中选部件的附件（如覆盖螺丝、中央螺丝等）产品之一"]
["33021b8c-b3c5-11eb-a006-0050568f9c84","71b1a465-b2f9-11eb-a006-0050568f9c84","国械注进20163171541","纯钛人工牙种植体及附件 SS SA Implant","奥齿泰种植体有限责任公司Osstem Implant Co.,Ltd.","奥齿泰（北京）商贸有限公司","1321d4d5-b3c3-11eb-a006-0050568f9c84","纯钛人工牙种植体及附件-种植体套装","直径：5mm，长度：13mm,穿龈高度：2mm","ASS3W5013S20","纯钛","C0702011370100108491","C07020113701001084910000252",null,"申报企业自主确认为非招标产品、非中选产品或中选部件的附件（如覆盖螺丝、中央螺丝等）产品之一"]
["330226de-b3c5-11eb-a006-0050568f9c84","71b1a465-b2f9-11eb-a006-0050568f9c84","国械注进20163171541","纯钛人工牙种植体及附件 SS SA Implant","奥齿泰种植体有限责任公司Osstem Implant Co.,Ltd.","奥齿泰（北京）商贸有限公司","1321d4d5-b3c3-11eb-a006-0050568f9c84","纯钛人工牙种植体及附件-种植体套装","直径：4.25mm，长度：13mm,穿龈高度：2.8mm","ASS3R4013S28","纯钛","C0702011370100108491","C07020113701001084910000253",null,"申报企业自主确认为非招标产品、非中选产品或中选部件的附件（如覆盖螺丝、中央螺丝等）产品之一"]
["330228a1-b3c5-11eb-a006-0050568f9c84","71b1a465-b2f9-11eb-a006-0050568f9c84","国械注进20163171541","纯钛人工牙种植体及附件 SS SA Implant","奥齿泰种植体有限责任公司Osstem Implant Co.,Ltd.","奥齿泰（北京）商贸有限公司","1321d4d5-b3c3-11eb-a006-0050568f9c84","纯钛人工牙种植体及附件-种植体套装","直径：4.6mm，长度：8.5mm,穿龈高度：2mm","ASS3W4508S20","纯钛","C0702011370100108491","C07020113701001084910000254",null,"申报企业自主确认为非招标产品、非中选产品或中选部件的附件（如覆盖螺丝、中央螺丝等）产品之一"]
["33022a67-b3c5-11eb-a006-0050568f9c84","71b1a465-b2f9-11eb-a006-0050568f9c84","国械注进20163171541","纯钛人工牙种植体及附件 SS SA Implant","奥齿泰种植体有限责任公司Osstem Implant Co.,Ltd.","奥齿泰（北京）商贸有限公司","1321d4d5-b3c3-11eb-a006-0050568f9c84","纯钛人工牙种植体及附件-种植体套装","直径：3.75mm，长度：10mm,穿龈高度：1.8mm","ASS3R3510S18","纯钛","C0702011370100108491","C07020113701001084910000255",null,"申报企业自主确认为非招标产品、非中选产品或中选部件的附件（如覆盖螺丝、中央螺丝等）产品之一"]
["33022bfa-b3c5-11eb-a006-0050568f9c84","71b1a465-b2f9-11eb-a006-0050568f9c84","国械注进20163171541","纯钛人工牙种植体及附件 SS SA Implant","奥齿泰种植体有限责任公司Osstem Implant Co.,Ltd.","奥齿泰（北京）商贸有限公司","1321d4d5-b3c3-11eb-a006-0050568f9c84","纯钛人工牙种植体及附件-种植体套装","直径：3.75mm，长度：13mm,穿龈高度：1.8mm","ASS3R3513S18","纯钛","C0702011370100108491","C07020113701001084910000256",null,"申报企业自主确认为非招标产品、非中选产品或中选部件的附件（如覆盖螺丝、中央螺丝等）产品之一"]
["33022d73-b3c5-11eb-a006-0050568f9c84","71b1a465-b2f9-11eb-a006-0050568f9c84","国械注进20163171541","纯钛人工牙种植体及附件 SS SA Implant","奥齿泰种植体有限责任公司Osstem Implant Co.,Ltd.","奥齿泰（北京）商贸有限公司","1321d4d5-b3c3-11eb-a006-0050568f9c84","纯钛人工牙种植体及附件-种植体套装","直径：4.6mm，长度：13mm,穿龈高度：2mm","ASS3W4513S20","纯钛","C0702011370100108491","C07020113701001084910000257",null,"申报企业自主确认为非招标产品、非中选产品或中选部件的附件（如覆盖螺丝、中央螺丝等）产品之一"]
["33022f0b-b3c5-11eb-a006-0050568f9c84","71b1a465-b2f9-11eb-a006-0050568f9c84","国械注进20163171541","纯钛人工牙种植体及附件 SS SA Implant","奥齿泰种植体有限责任公司Osstem Implant Co.,Ltd.","奥齿泰（北京）商贸有限公司","1321d4d5-b3c3-11eb-a006-0050568f9c84","纯钛人工牙种植体及附件-种植体套装","直径：4.25mm，长度：8.5mm,穿龈高度：2.8mm","ASS3R4008S28","纯钛","C0702011370100108491","C07020113701001084910000258",null,"申报企业自主确认为非招标产品、非中选产品或中选部件的附件（如覆盖螺丝、中央螺丝等）产品之一"]
["3302306c-b3c5-11eb-a006-0050568f9c84","71b1a465-b2f9-11eb-a006-0050568f9c84","国械注进20163171541","纯钛人工牙种植体及附件 SS SA Implant","奥齿泰种植体有限责任公司Osstem Implant Co.,Ltd.","奥齿泰（北京）商贸有限公司","1321d4d5-b3c3-11eb-a006-0050568f9c84","纯钛人工牙种植体及附件-种植体套装","直径：4.6mm，长度：11.5mm,穿龈高度：1.8mm","ASS3R4511S18","纯钛","C0702011370100108491","C07020113701001084910000259",null,"申报企业自主确认为非招标产品、非中选产品或中选部件的附件（如覆盖螺丝、中央螺丝等）产品之一"]
["330231f4-b3c5-11eb-a006-0050568f9c84","71b1a465-b2f9-11eb-a006-0050568f9c84","国械注进20163171541","纯钛人工牙种植体及附件 SS SA Implant","奥齿泰种植体有限责任公司Osstem Implant Co.,Ltd.","奥齿泰（北京）商贸有限公司","1321d4d5-b3c3-11eb-a006-0050568f9c84","纯钛人工牙种植体及附件-种植体套装","直径：4.25mm，长度：10mm,穿龈高度：1.8mm","ASS3R4010S18","纯钛","C0702011370100108491","C07020113701001084910000260",null,"申报企业自主确认为非招标产品、非中选产品或中选部件的附件（如覆盖螺丝、中央螺丝等）产品之一"]
["ed53cd2a-757a-11ea-948d-fa163e0a8baf","c3830e36-6f0a-11ea-948d-fa163e0a8baf","国械注进20153171162","基台系统 Non-coating Abutment System","奥齿泰种植体有限责任公司Osstem Implant Co.,Ltd.","奥齿泰（北京）商贸有限公司","24d6e54b-73cc-11ea-948d-fa163e0a8baf","基台系统","直径：4mm,长度：9.6mm","MSPTC","聚碳酸酯/纯钛3级，无表面处理","C0702021380400108491","C07020213804001084910000005",null,"申报企业自主确认为非招标产品、非中选产品或中选部件的附件（如覆盖螺丝、中央螺丝等）产品之一"]
["5bbaffef-7083-11ed-9447-b4055d63f15c","c3830e36-6f0a-11ea-948d-fa163e0a8baf","国械注进20153171162","基台系统 Non-coating Abutment System","奥齿泰种植体有限责任公司Osstem Implant Co.,Ltd.","奥齿泰（北京）商贸有限公司","44a4c208-7081-11ed-9447-b4055d63f15c","基台系统-正式基台","常规型，角度：17度，直径：4.8mm，穿龈高度：5.0mm","GS17MAS4820WH","钛合金，无表面处理","C0702021380100108491","C07020213801001084910000212",null,"申报企业自主确认为非招标产品、非中选产品或中选部件的附件（如覆盖螺丝、中央螺丝等）产品之一"]
["5bbb0a5d-7083-11ed-9447-b4055d63f15c","c3830e36-6f0a-11ea-948d-fa163e0a8baf","国械注进20153171162","基台系统 Non-coating Abutment System","奥齿泰种植体有限责任公司Osstem Implant Co.,Ltd.","奥齿泰（北京）商贸有限公司","44a4c208-7081-11ed-9447-b4055d63f15c","基台系统-正式基台","常规型，角度：17度，直径：4.8mm，穿龈高度：6.5mm","GS17MAS4840WH","钛合金，无表面处理","C0702021380100108491","C07020213801001084910000213",null,"申报企业自主确认为非招标产品、非中选产品或中选部件的附件（如覆盖螺丝、中央螺丝等）产品之一"]
["5bbb2cf1-7083-11ed-9447-b4055d63f15c","c3830e36-6f0a-11ea-948d-fa163e0a8baf","国械注进20153171162","基台系统 Non-coating Abutment System","奥齿泰种植体有限责任公司Osstem Implant Co.,Ltd.","奥齿泰（北京）商贸有限公司","44a4c208-7081-11ed-9447-b4055d63f15c","基台系统-正式基台","迷你型，角度：17度，直径：4.8mm，穿龈高度：5.6mm","GS17MAM4830WH","钛合金，无表面处理","C0702021380100108491","C07020213801001084910000216",null,"申报企业自主确认为非招标产品、非中选产品或中选部件的附件（如覆盖螺丝、中央螺丝等）产品之一"]
["5bbb4d97-7083-11ed-9447-b4055d63f15c","c3830e36-6f0a-11ea-948d-fa163e0a8baf","国械注进20153171162","基台系统 Non-coating Abutment System","奥齿泰种植体有限责任公司Osstem Implant Co.,Ltd.","奥齿泰（北京）商贸有限公司","44a4c208-7081-11ed-9447-b4055d63f15c","基台系统-正式基台","迷你型，角度：30度，直径：4.8mm，穿龈高度：6.6mm","GS30MAM4840WH","钛合金，无表面处理","C0702021380100108491","C07020213801001084910000218",null,"申报企业自主确认为非招标产品、非中选产品或中选部件的附件（如覆盖螺丝、中央螺丝等）产品之一"]
["5bbb7f48-7083-11ed-9447-b4055d63f15c","c3830e36-6f0a-11ea-948d-fa163e0a8baf","国械注进20153171162","基台系统 Non-coating Abutment System","奥齿泰种植体有限责任公司Osstem Implant Co.,Ltd.","奥齿泰（北京）商贸有限公司","44a4c208-7081-11ed-9447-b4055d63f15c","基台系统-正式基台","常规型，角度：30度，直径：4.8mm，穿龈高度：6.0mm","GS30MAS4830WH","钛合金，无表面处理","C0702021380100108491","C07020213801001084910000221",null,"申报企业自主确认为非招标产品、非中选产品或中选部件的附件（如覆盖螺丝、中央螺丝等）产品之一"]
["5bbb81cc-7083-11ed-9447-b4055d63f15c","c3830e36-6f0a-11ea-948d-fa163e0a8baf","国械注进20153171162","基台系统 Non-coating Abutment System","奥齿泰种植体有限责任公司Osstem Implant Co.,Ltd.","奥齿泰（北京）商贸有限公司","44a4c208-7081-11ed-9447-b4055d63f15c","基台系统-正式基台","迷你型，角度：30度，直径：4.8mm，穿龈高度：6.1mm","GS30MAM4830WH","钛合金，无表面处理","C0702021380100108491","C07020213801001084910000222",null,"申报企业自主确认为非招标产品、非中选产品或中选部件的附件（如覆盖螺丝、中央螺丝等）产品之一"]
["5bbb9ce9-7083-11ed-9447-b4055d63f15c","c3830e36-6f0a-11ea-948d-fa163e0a8baf","国械注进20153171162","基台系统 Non-coating Abutment System","奥齿泰种植体有限责任公司Osstem Implant Co.,Ltd.","奥齿泰（北京）商贸有限公司","44a4c208-7081-11ed-9447-b4055d63f15c","基台系统-正式基台","常规型，角度：30度，直径：4.8mm，穿龈高度：7.5mm","GS30MAS4850WH","钛合金，无表面处理","C0702021380100108491","C07020213801001084910000227",null,"申报企业自主确认为非招标产品、非中选产品或中选部件的附件（如覆盖螺丝、中央螺丝等）产品之一"]
["5bbba7d1-7083-11ed-9447-b4055d63f15c","c3830e36-6f0a-11ea-948d-fa163e0a8baf","国械注进20153171162","基台系统 Non-coating Abutment System","奥齿泰种植体有限责任公司Osstem Implant Co.,Ltd.","奥齿泰（北京）商贸有限公司","44a4c208-7081-11ed-9447-b4055d63f15c","基台系统-正式基台","迷你型，角度：30度，直径：4.8mm，穿龈高度：7.6mm","GS30MAM4850WH","钛合金，无表面处理","C0702021380100108491","C07020213801001084910000228",null,"申报企业自主确认为非招标产品、非中选产品或中选部件的附件（如覆盖螺丝、中央螺丝等）产品之一"]
["5bbbce48-7083-11ed-9447-b4055d63f15c","c3830e36-6f0a-11ea-948d-fa163e0a8baf","国械注进20153171162","基台系统 Non-coating Abutment System","奥齿泰种植体有限责任公司Osstem Implant Co.,Ltd.","奥齿泰（北京）商贸有限公司","44a4c208-7081-11ed-9447-b4055d63f15c","基台系统-正式基台","迷你型，角度：17度，直径：4.8mm，穿龈高度：5.1mm","GS17MAM4820WH","钛合金，无表面处理","C0702021380100108491","C07020213801001084910000231",null,"申报企业自主确认为非招标产品、非中选产品或中选部件的附件（如覆盖螺丝、中央螺丝等）产品之一"]
["5bbbe039-7083-11ed-9447-b4055d63f15c","c3830e36-6f0a-11ea-948d-fa163e0a8baf","国械注进20153171162","基台系统 Non-coating Abutment System","奥齿泰种植体有限责任公司Osstem Implant Co.,Ltd.","奥齿泰（北京）商贸有限公司","44a4c208-7081-11ed-9447-b4055d63f15c","基台系统-正式基台","常规型，角度：30度，直径：4.8mm，穿龈高度：6.5mm","GS30MAS4840WH","钛合金，无表面处理","C0702021380100108491","C07020213801001084910000232",null,"申报企业自主确认为非招标产品、非中选产品或中选部件的附件（如覆盖螺丝、中央螺丝等）产品之一"]
["5bbbf568-7083-11ed-9447-b4055d63f15c","c3830e36-6f0a-11ea-948d-fa163e0a8baf","国械注进20153171162","基台系统 Non-coating Abutment System","奥齿泰种植体有限责任公司Osstem Implant Co.,Ltd.","奥齿泰（北京）商贸有限公司","44a4c208-7081-11ed-9447-b4055d63f15c","基台系统-正式基台","常规型，角度：17度，直径：4.8mm，穿龈高度：5.5mm","GS17MAS4830WH","钛合金，无表面处理","C0702021380100108491","C07020213801001084910000235",null,"申报企业自主确认为非招标产品、非中选产品或中选部件的附件（如覆盖螺丝、中央螺丝等）产品之一"]
["5bbc010b-7083-11ed-9447-b4055d63f15c","c3830e36-6f0a-11ea-948d-fa163e0a8baf","国械注进20153171162","基台系统 Non-coating Abutment System","奥齿泰种植体有限责任公司Osstem Implant Co.,Ltd.","奥齿泰（北京）商贸有限公司","44a4c208-7081-11ed-9447-b4055d63f15c","基台系统-正式基台","迷你型，角度：17度，直径：4.8mm，穿龈高度：6.6mm","GS17MAM4840WH","钛合金，无表面处理","C0702021380100108491","C07020213801001084910000237",null,"申报企业自主确认为非招标产品、非中选产品或中选部件的附件（如覆盖螺丝、中央螺丝等）产品之一"]
["5feb4c08-7232-11ea-948d-fa163e0a8baf","c3830e36-6f0a-11ea-948d-fa163e0a8baf","国械注进20153171162","基台系统 Non-coating Abutment System","奥齿泰种植体有限责任公司Osstem Implant Co.,Ltd.","奥齿泰（北京）商贸有限公司","86934ca6-70ba-11ea-948d-fa163e0a8baf","基台系统-临时基台","常规型，直径：4.5mm，穿龈高度：1mm","GSTTA4510TH","纯钛3级，无表面处理","C0702021380000208491","C07020213800002084910000001",null,"申报企业自主确认为非招标产品、非中选产品或中选部件的附件（如覆盖螺丝、中央螺丝等）产品之一"]
["5feb52b5-7232-11ea-948d-fa163e0a8baf","c3830e36-6f0a-11ea-948d-fa163e0a8baf","国械注进20153171162","基台系统 Non-coating Abutment System","奥齿泰种植体有限责任公司Osstem Implant Co.,Ltd.","奥齿泰（北京）商贸有限公司","86934ca6-70ba-11ea-948d-fa163e0a8baf","基台系统-临时基台","常规型，直径：4.5mm，穿龈高度：1mm，非六角","GSTTA4510NTH","纯钛3级，无表面处理","C0702021380000208491","C07020213800002084910000002",null,"申报企业自主确认为非招标产品、非中选产品或中选部件的附件（如覆盖螺丝、中央螺丝等）产品之一"]
["5feb564c-7232-11ea-948d-fa163e0a8baf","c3830e36-6f0a-11ea-948d-fa163e0a8baf","国械注进20153171162","基台系统 Non-coating Abutment System","奥齿泰种植体有限责任公司Osstem Implant Co.,Ltd.","奥齿泰（北京）商贸有限公司","86934ca6-70ba-11ea-948d-fa163e0a8baf","基台系统-临时基台","迷你型，直径：4mm，穿龈高度：1mm，非六角","GSTTA4010NTH","纯钛3级，无表面处理","C0702021380000208491","C07020213800002084910000003",null,"申报企业自主确认为非招标产品、非中选产品或中选部件的附件（如覆盖螺丝、中央螺丝等）产品之一"]
["5feb5963-7232-11ea-948d-fa163e0a8baf","c3830e36-6f0a-11ea-948d-fa163e0a8baf","国械注进20153171162","基台系统 Non-coating Abutment System","奥齿泰种植体有限责任公司Osstem Implant Co.,Ltd.","奥齿泰（北京）商贸有限公司","86934ca6-70ba-11ea-948d-fa163e0a8baf","基台系统-临时基台","常规型，直径：4.5mm，穿龈高度：3mm，非六角","GSTTA4530NTH","纯钛3级，无表面处理","C0702021380000208491","C07020213800002084910000004",null,"申报企业自主确认为非招标产品、非中选产品或中选部件的附件（如覆盖螺丝、中央螺丝等）产品之一"]
["5feb5cb8-7232-11ea-948d-fa163e0a8baf","c3830e36-6f0a-11ea-948d-fa163e0a8baf","国械注进20153171162","基台系统 Non-coating Abutment System","奥齿泰种植体有限责任公司Osstem Implant Co.,Ltd.","奥齿泰（北京）商贸有限公司","86934ca6-70ba-11ea-948d-fa163e0a8baf","基台系统-临时基台","迷你型，直径：4mm，穿龈高度：1mm","GSTTA4010TH","纯钛3级，无表面处理","C0702021380000208491","C07020213800002084910000005",null,"申报企业自主确认为非招标产品、非中选产品或中选部件的附件（如覆盖螺丝、中央螺丝等）产品之一"]
["5feb600b-7232-11ea-948d-fa163e0a8baf","c3830e36-6f0a-11ea-948d-fa163e0a8baf","国械注进20153171162","基台系统 Non-coating Abutment System","奥齿泰种植体有限责任公司Osstem Implant Co.,Ltd.","奥齿泰（北京）商贸有限公司","86934ca6-70ba-11ea-948d-fa163e0a8baf","基台系统-临时基台","迷你型，直径：4mm，穿龈高度：3mm，非六角","GSTTA4030NTH","纯钛3级，无表面处理","C0702021380000208491","C07020213800002084910000006",null,"申报企业自主确认为非招标产品、非中选产品或中选部件的附件（如覆盖螺丝、中央螺丝等）产品之一"]
["5feb6305-7232-11ea-948d-fa163e0a8baf","c3830e36-6f0a-11ea-948d-fa163e0a8baf","国械注进20153171162","基台系统 Non-coating Abutment System","奥齿泰种植体有限责任公司Osstem Implant Co.,Ltd.","奥齿泰（北京）商贸有限公司","86934ca6-70ba-11ea-948d-fa163e0a8baf","基台系统-临时基台","常规型，直径：4.5mm，穿龈高度：3mm","GSTTA4530TH","纯钛3级，无表面处理","C0702021380000208491","C07020213800002084910000007",null,"申报企业自主确认为非招标产品、非中选产品或中选部件的附件（如覆盖螺丝、中央螺丝等）产品之一"]
["5feb65d2-7232-11ea-948d-fa163e0a8baf","c3830e36-6f0a-11ea-948d-fa163e0a8baf","国械注进20153171162","基台系统 Non-coating Abutment System","奥齿泰种植体有限责任公司Osstem Implant Co.,Ltd.","奥齿泰（北京）商贸有限公司","86934ca6-70ba-11ea-948d-fa163e0a8baf","基台系统-临时基台","迷你型，直径：4mm，穿龈高度：3mm","GSTTA4030TH","纯钛3级，无表面处理","C0702021380000208491","C07020213800002084910000008",null,"申报企业自主确认为非招标产品、非中选产品或中选部件的附件（如覆盖螺丝、中央螺丝等）产品之一"]
["db956d72-7233-11ea-948d-fa163e0a8baf","c3830e36-6f0a-11ea-948d-fa163e0a8baf","国械注进20153171162","基台系统 Non-coating Abutment System","奥齿泰种植体有限责任公司Osstem Implant Co.,Ltd.","奥齿泰（北京）商贸有限公司","a2a2a2bc982211ecb3f890e2ba8d9d30","基台系统","（直径：4.5mm,长度：2.9mm）直径：4mm","GSCHC400WH","纯钛3级，无表面处理、螺钉（钛合金，碳化钨涂层）","C0702031380300008491","C07020313803000084910000007",null,"申报企业自主确认为非招标产品、非中选产品或中选部件的附件（如覆盖螺丝、中央螺丝等）产品之一"]
["db9575c1-7233-11ea-948d-fa163e0a8baf","c3830e36-6f0a-11ea-948d-fa163e0a8baf","国械注进20153171162","基台系统 Non-coating Abutment System","奥齿泰种植体有限责任公司Osstem Implant Co.,Ltd.","奥齿泰（北京）商贸有限公司","a2a2a2bc982211ecb3f890e2ba8d9d30","基台系统","（直径：6.5mm,长度：3.5mm）直径：6mm","GSCHC600WH","纯钛3级，无表面处理、螺钉（钛合金，碳化钨涂层）","C0702031380300008491","C07020313803000084910000008",null,"申报企业自主确认为非招标产品、非中选产品或中选部件的附件（如覆盖螺丝、中央螺丝等）产品之一"]
["db95805b-7233-11ea-948d-fa163e0a8baf","c3830e36-6f0a-11ea-948d-fa163e0a8baf","国械注进20153171162","基台系统 Non-coating Abutment System","奥齿泰种植体有限责任公司Osstem Implant Co.,Ltd.","奥齿泰（北京）商贸有限公司","a2a2a2bc982211ecb3f890e2ba8d9d30","基台系统","（直径：5.4mm,长度：3.5mm）直径：5mm","GSCHC500WH","纯钛3级，无表面处理、螺钉（钛合金，碳化钨涂层）","C0702031380300008491","C07020313803000084910000009",null,"申报企业自主确认为非招标产品、非中选产品或中选部件的附件（如覆盖螺丝、中央螺丝等）产品之一"]
["8a8a06ab-8d31-11eb-ace3-fa163e311f19","e6725c131b0f4456b74827b22eecace7","国械备20181194号","替代体 Lab Analog","奥齿泰种植体有限责任公司 OSSTEM IMPLANT Co., Ltd.","奥齿泰（北京）商贸有限公司","a2616b53982211ecb3f890e2ba8d9d30","替代体","（直径：4.8mm,长度：15mm）直径：4.8mm","MERR300","金属","C0702041390200308491","C07020413902003084910000023",null,"申报企业自主确认为非招标产品、非中选产品或中选部件的附件（如覆盖螺丝、中央螺丝等）产品之一"]
["ada6854d-7ee1-11ea-80a3-fa163e0a8baf","e6725c131b0f4456b74827b22eecace7","国械备20181194号","替代体 Lab Analog","奥齿泰种植体有限责任公司 OSSTEM IMPLANT Co., Ltd.","奥齿泰（北京）商贸有限公司","a2616b53982211ecb3f890e2ba8d9d30","替代体","（直径：4mm，长度13mm）直径：4mm","GSCLA400","金属","C0702041390200308491","C07020413902003084910000019",null,"申报企业自主确认为非招标产品、非中选产品或中选部件的附件（如覆盖螺丝、中央螺丝等）产品之一"]
["ada68f8d-7ee1-11ea-80a3-fa163e0a8baf","e6725c131b0f4456b74827b22eecace7","国械备20181194号","替代体 Lab Analog","奥齿泰种植体有限责任公司 OSSTEM IMPLANT Co., Ltd.","奥齿泰（北京）商贸有限公司","a2616b53982211ecb3f890e2ba8d9d30","替代体","（直径：6mm,长度13mm）直径：6mm","GSCLA600","金属","C0702041390200308491","C07020413902003084910000021",null,"申报企业自主确认为非招标产品、非中选产品或中选部件的附件（如覆盖螺丝、中央螺丝等）产品之一"]
["ada6b933-7ee1-11ea-80a3-fa163e0a8baf","e6725c131b0f4456b74827b22eecace7","国械备20181194号","替代体 Lab Analog","奥齿泰种植体有限责任公司 OSSTEM IMPLANT Co., Ltd.","奥齿泰（北京）商贸有限公司","a2616b53982211ecb3f890e2ba8d9d30","替代体","（直径：4.8mm,长度13mm）直径：5mm","GSCLA500","金属","C0702041390200308491","C07020413902003084910000020",null,"申报企业自主确认为非招标产品、非中选产品或中选部件的附件（如覆盖螺丝、中央螺丝等）产品之一"]
["bd4917af-7ee1-11ea-80a3-fa163e0a8baf","e6725c131b0f4456b74827b22eecace7","国械备20181194号","替代体 Lab Analog","奥齿泰种植体有限责任公司 OSSTEM IMPLANT Co., Ltd.","奥齿泰（北京）商贸有限公司","a2616b53982211ecb3f890e2ba8d9d30","替代体","标准型，直径：4.8mm，长度：14mm(见备案凭证第5页）","SSFA480","金属","C0702041390200308491","C07020413902003084910000016",null,"申报企业自主确认为非招标产品、非中选产品或中选部件的附件（如覆盖螺丝、中央螺丝等）产品之一"]
["bd491eb2-7ee1-11ea-80a3-fa163e0a8baf","e6725c131b0f4456b74827b22eecace7","国械备20181194号","替代体 Lab Analog","奥齿泰种植体有限责任公司 OSSTEM IMPLANT Co., Ltd.","奥齿泰（北京）商贸有限公司","a2616b53982211ecb3f890e2ba8d9d30","替代体","宽型，直径：6mm，长度：14mm(见备案凭证第5页）","SSLA600","金属","C0702041390200308491","C07020413902003084910000015",null,"申报企业自主确认为非招标产品、非中选产品或中选部件的附件（如覆盖螺丝、中央螺丝等）产品之一"]
["bd4921d7-7ee1-11ea-80a3-fa163e0a8baf","e6725c131b0f4456b74827b22eecace7","国械备20181194号","替代体 Lab Analog","奥齿泰种植体有限责任公司 OSSTEM IMPLANT Co., Ltd.","奥齿泰（北京）商贸有限公司","a2616b53982211ecb3f890e2ba8d9d30","替代体","宽型，直径：6mm，长度：14mm(见备案凭证第5页）","SSFA600","金属","C0702041390200308491","C07020413902003084910000014",null,"申报企业自主确认为非招标产品、非中选产品或中选部件的附件（如覆盖螺丝、中央螺丝等）产品之一"]
["bd49248a-7ee1-11ea-80a3-fa163e0a8baf","e6725c131b0f4456b74827b22eecace7","国械备20181194号","替代体 Lab Analog","奥齿泰种植体有限责任公司 OSSTEM IMPLANT Co., Ltd.","奥齿泰（北京）商贸有限公司","a2616b53982211ecb3f890e2ba8d9d30","替代体","标准型，直径：4.8mm，长度：14mm（见备案凭证第5页）","SSLA480","金属","C0702041390200308491","C07020413902003084910000017",null,"申报企业自主确认为非招标产品、非中选产品或中选部件的附件（如覆盖螺丝、中央螺丝等）产品之一"]
["ce5271af-7ee1-11ea-80a3-fa163e0a8baf","e6725c131b0f4456b74827b22eecace7","国械备20181194号","替代体 Lab Analog","奥齿泰种植体有限责任公司 OSSTEM IMPLANT Co., Ltd.","奥齿泰（北京）商贸有限公司","a2616b53982211ecb3f890e2ba8d9d30","替代体","MS替代体，直径：1.81mm，长度：7mm(见备案凭证第6页）","MSPLA","金属","C0702041390200308491","C07020413902003084910000012",null,"申报企业自主确认为非招标产品、非中选产品或中选部件的附件（如覆盖螺丝、中央螺丝等）产品之一"]
["ce527888-7ee1-11ea-80a3-fa163e0a8baf","e6725c131b0f4456b74827b22eecace7","国械备20181194号","替代体 Lab Analog","奥齿泰种植体有限责任公司 OSSTEM IMPLANT Co., Ltd.","奥齿泰（北京）商贸有限公司","a2616b53982211ecb3f890e2ba8d9d30","替代体","MS替代体临时用，直径：1.91mm，长度：17.5mm(见备案凭证第6页）","MSTLA","金属","C0702041390200308491","C07020413902003084910000013",null,"申报企业自主确认为非招标产品、非中选产品或中选部件的附件（如覆盖螺丝、中央螺丝等）产品之一"]
["8186894e-fe31-11ea-bf70-fa163e0a8baf","2c5088b2-fca5-11ea-bf70-fa163e0a8baf","国械注进20153172257","种植体系统OsstemImplant System","奥齿泰种植体有限责任公司Osstem Implant Co.,Ltd.","奥齿泰（北京）商贸有限公司","c1b4474b-fe30-11ea-bf70-fa163e0a8baf","种植体系统","（直径A：5.05mm，长度B：15mm）直径：5mm，长度：15mm","BTS3S5015S","纯钛","C0702011370100108491","C07020113701001084910000107",null,"申报企业自主确认为非招标产品、非中选产品或中选部件的附件（如覆盖螺丝、中央螺丝等）产品之一"]
["81868ae0-fe31-11ea-bf70-fa163e0a8baf","2c5088b2-fca5-11ea-bf70-fa163e0a8baf","国械注进20153172257","种植体系统OsstemImplant System","奥齿泰种植体有限责任公司Osstem Implant Co.,Ltd.","奥齿泰（北京）商贸有限公司","c1b4474b-fe30-11ea-bf70-fa163e0a8baf","种植体系统","直径：3.77mm，长度：8.5mm","BTS3M3508S","纯钛","C0702011370100108491","C07020113701001084910000075",null,"申报企业自主确认为非招标产品、非中选产品或中选部件的附件（如覆盖螺丝、中央螺丝等）产品之一"]
["81868c46-fe31-11ea-bf70-fa163e0a8baf","2c5088b2-fca5-11ea-bf70-fa163e0a8baf","国械注进20153172257","种植体系统OsstemImplant System","奥齿泰种植体有限责任公司Osstem Implant Co.,Ltd.","奥齿泰（北京）商贸有限公司","c1b4474b-fe30-11ea-bf70-fa163e0a8baf","种植体系统","（直径A：5.1mm，长度B：7mm）直径：5mm，长度：7mm","BTS3S5007S","纯钛","C0702011370100108491","C07020113701001084910000109",null,"申报企业自主确认为非招标产品、非中选产品或中选部件的附件（如覆盖螺丝、中央螺丝等）产品之一"]
["81868da8-fe31-11ea-bf70-fa163e0a8baf","2c5088b2-fca5-11ea-bf70-fa163e0a8baf","国械注进20153172257","种植体系统OsstemImplant System","奥齿泰种植体有限责任公司Osstem Implant Co.,Ltd.","奥齿泰（北京）商贸有限公司","c1b4474b-fe30-11ea-bf70-fa163e0a8baf","种植体系统","（直径A：4.6mm，长度B：15mm）直径：4.5mm，长度：15mm","BTS3S4515S","纯钛","C0702011370100108491","C07020113701001084910000095",null,"申报企业自主确认为非招标产品、非中选产品或中选部件的附件（如覆盖螺丝、中央螺丝等）产品之一"]
["81868f08-fe31-11ea-bf70-fa163e0a8baf","2c5088b2-fca5-11ea-bf70-fa163e0a8baf","国械注进20153172257","种植体系统OsstemImplant System","奥齿泰种植体有限责任公司Osstem Implant Co.,Ltd.","奥齿泰（北京）商贸有限公司","c1b4474b-fe30-11ea-bf70-fa163e0a8baf","种植体系统","（直径A：4.6mm，长度B：13mm）直径：4.5mm，长度：13mm","BTS3S4513S","纯钛","C0702011370100108491","C07020113701001084910000093",null,"申报企业自主确认为非招标产品、非中选产品或中选部件的附件（如覆盖螺丝、中央螺丝等）产品之一"]
["81869066-fe31-11ea-bf70-fa163e0a8baf","2c5088b2-fca5-11ea-bf70-fa163e0a8baf","国械注进20153172257","种植体系统OsstemImplant System","奥齿泰种植体有限责任公司Osstem Implant Co.,Ltd.","奥齿泰（北京）商贸有限公司","c1b4474b-fe30-11ea-bf70-fa163e0a8baf","种植体系统","（直径A：5.08mm，长度B：8.5mm）直径：5mm，长度：8.5mm","BTS3S5008S","纯钛","C0702011370100108491","C07020113701001084910000111",null,"申报企业自主确认为非招标产品、非中选产品或中选部件的附件（如覆盖螺丝、中央螺丝等）产品之一"]
["818691bc-fe31-11ea-bf70-fa163e0a8baf","2c5088b2-fca5-11ea-bf70-fa163e0a8baf","国械注进20153172257","种植体系统OsstemImplant System","奥齿泰种植体有限责任公司Osstem Implant Co.,Ltd.","奥齿泰（北京）商贸有限公司","c1b4474b-fe30-11ea-bf70-fa163e0a8baf","种植体系统","（直径A：5.05mm，长度B：13mm）直径：5mm，长度：13mm","BTS3S5013S","纯钛","C0702011370100108491","C07020113701001084910000105",null,"申报企业自主确认为非招标产品、非中选产品或中选部件的附件（如覆盖螺丝、中央螺丝等）产品之一"]
["818693e5-fe31-11ea-bf70-fa163e0a8baf","2c5088b2-fca5-11ea-bf70-fa163e0a8baf","国械注进20153172257","种植体系统OsstemImplant System","奥齿泰种植体有限责任公司Osstem Implant Co.,Ltd.","奥齿泰（北京）商贸有限公司","c1b4474b-fe30-11ea-bf70-fa163e0a8baf","种植体系统","（直径A：5.05mm，长度B：10mm）直径：5mm，长度：10mm","BTS3S5010S","纯钛","C0702011370100108491","C07020113701001084910000101",null,"申报企业自主确认为非招标产品、非中选产品或中选部件的附件（如覆盖螺丝、中央螺丝等）产品之一"]
["818695a0-fe31-11ea-bf70-fa163e0a8baf","2c5088b2-fca5-11ea-bf70-fa163e0a8baf","国械注进20153172257","种植体系统OsstemImplant System","奥齿泰种植体有限责任公司Osstem Implant Co.,Ltd.","奥齿泰（北京）商贸有限公司","c1b4474b-fe30-11ea-bf70-fa163e0a8baf","种植体系统","（直径A：6.8mm，长度B：11mm）直径：7mm，长度：11.5mm","BTS3S7011S","纯钛","C0702011370100108491","C07020113701001084910000125",null,"申报企业自主确认为非招标产品、非中选产品或中选部件的附件（如覆盖螺丝、中央螺丝等）产品之一"]
["81869700-fe31-11ea-bf70-fa163e0a8baf","2c5088b2-fca5-11ea-bf70-fa163e0a8baf","国械注进20153172257","种植体系统OsstemImplant System","奥齿泰种植体有限责任公司Osstem Implant Co.,Ltd.","奥齿泰（北京）商贸有限公司","c1b4474b-fe30-11ea-bf70-fa163e0a8baf","种植体系统","（直径A：5.05mm，长度B：11.5mm）直径：5mm，长度：11.5mm","BTS3S5011S","纯钛","C0702011370100108491","C07020113701001084910000103",null,"申报企业自主确认为非招标产品、非中选产品或中选部件的附件（如覆盖螺丝、中央螺丝等）产品之一"]
["81869857-fe31-11ea-bf70-fa163e0a8baf","2c5088b2-fca5-11ea-bf70-fa163e0a8baf","国械注进20153172257","种植体系统OsstemImplant System","奥齿泰种植体有限责任公司Osstem Implant Co.,Ltd.","奥齿泰（北京）商贸有限公司","c1b4474b-fe30-11ea-bf70-fa163e0a8baf","种植体系统","直径：6mm，长度：8mm","BTS3S6008S","纯钛","C0702011370100108491","C07020113701001084910000121",null,"申报企业自主确认为非招标产品、非中选产品或中选部件的附件（如覆盖螺丝、中央螺丝等）产品之一"]
["818699a7-fe31-11ea-bf70-fa163e0a8baf","2c5088b2-fca5-11ea-bf70-fa163e0a8baf","国械注进20153172257","种植体系统OsstemImplant System","奥齿泰种植体有限责任公司Osstem Implant Co.,Ltd.","奥齿泰（北京）商贸有限公司","c1b4474b-fe30-11ea-bf70-fa163e0a8baf","种植体系统","（直径A：5.92mm，长度B：11mm）直径：6mm，长度：11.5mm","BTS3S6011S","纯钛","C0702011370100108491","C07020113701001084910000115",null,"申报企业自主确认为非招标产品、非中选产品或中选部件的附件（如覆盖螺丝、中央螺丝等）产品之一"]
["81869b03-fe31-11ea-bf70-fa163e0a8baf","2c5088b2-fca5-11ea-bf70-fa163e0a8baf","国械注进20153172257","种植体系统OsstemImplant System","奥齿泰种植体有限责任公司Osstem Implant Co.,Ltd.","奥齿泰（北京）商贸有限公司","c1b4474b-fe30-11ea-bf70-fa163e0a8baf","种植体系统","（直径A：4.6mm，长度B：11.5mm）直径：4.5mm，长度：11.5mm","BTS3S4511S","纯钛","C0702011370100108491","C07020113701001084910000091",null,"申报企业自主确认为非招标产品、非中选产品或中选部件的附件（如覆盖螺丝、中央螺丝等）产品之一"]
["81869c55-fe31-11ea-bf70-fa163e0a8baf","2c5088b2-fca5-11ea-bf70-fa163e0a8baf","国械注进20153172257","种植体系统OsstemImplant System","奥齿泰种植体有限责任公司Osstem Implant Co.,Ltd.","奥齿泰（北京）商贸有限公司","c1b4474b-fe30-11ea-bf70-fa163e0a8baf","种植体系统","（直径A：5.92mm，长度B：12.5mm）直径：6mm，长度：13mm","BTS3S6013S","纯钛","C0702011370100108491","C07020113701001084910000117",null,"申报企业自主确认为非招标产品、非中选产品或中选部件的附件（如覆盖螺丝、中央螺丝等）产品之一"]
["81869db3-fe31-11ea-bf70-fa163e0a8baf","2c5088b2-fca5-11ea-bf70-fa163e0a8baf","国械注进20153172257","种植体系统OsstemImplant System","奥齿泰种植体有限责任公司Osstem Implant Co.,Ltd.","奥齿泰（北京）商贸有限公司","c1b4474b-fe30-11ea-bf70-fa163e0a8baf","种植体系统","（直径A：5.95mm，长度B：9.5mm）直径：6mm，长度：10mm","BTS3S6010S","纯钛","C0702011370100108491","C07020113701001084910000113",null,"申报企业自主确认为非招标产品、非中选产品或中选部件的附件（如覆盖螺丝、中央螺丝等）产品之一"]
["81869f07-fe31-11ea-bf70-fa163e0a8baf","2c5088b2-fca5-11ea-bf70-fa163e0a8baf","国械注进20153172257","种植体系统OsstemImplant System","奥齿泰种植体有限责任公司Osstem Implant Co.,Ltd.","奥齿泰（北京）商贸有限公司","c1b4474b-fe30-11ea-bf70-fa163e0a8baf","种植体系统","（直径A：4.65mm，长度B：7mm）直径：4.5mm，长度：7mm","BTS3S4507S","纯钛","C0702011370100108491","C07020113701001084910000097",null,"申报企业自主确认为非招标产品、非中选产品或中选部件的附件（如覆盖螺丝、中央螺丝等）产品之一"]
["8186a0a8-fe31-11ea-bf70-fa163e0a8baf","2c5088b2-fca5-11ea-bf70-fa163e0a8baf","国械注进20153172257","种植体系统OsstemImplant System","奥齿泰种植体有限责任公司Osstem Implant Co.,Ltd.","奥齿泰（北京）商贸有限公司","c1b4474b-fe30-11ea-bf70-fa163e0a8baf","种植体系统","（直径A：4.6mm，长度B：10mm）直径：4.5mm，长度：10mm","BTS3S4510S","纯钛","C0702011370100108491","C07020113701001084910000089",null,"申报企业自主确认为非招标产品、非中选产品或中选部件的附件（如覆盖螺丝、中央螺丝等）产品之一"]
["8186a217-fe31-11ea-bf70-fa163e0a8baf","2c5088b2-fca5-11ea-bf70-fa163e0a8baf","国械注进20153172257","种植体系统OsstemImplant System","奥齿泰种植体有限责任公司Osstem Implant Co.,Ltd.","奥齿泰（北京）商贸有限公司","c1b4474b-fe30-11ea-bf70-fa163e0a8baf","种植体系统","（直径A：4.25mm，长度B：8.5mm）直径：4.2mm，长度：8.5mm","BTS3S4008S","纯钛","C0702011370100108491","C07020113701001084910000087",null,"申报企业自主确认为非招标产品、非中选产品或中选部件的附件（如覆盖螺丝、中央螺丝等）产品之一"]
["818f2c31-fe31-11ea-bf70-fa163e0a8baf","2c5088b2-fca5-11ea-bf70-fa163e0a8baf","国械注进20153172257","种植体系统OsstemImplant System","奥齿泰种植体有限责任公司Osstem Implant Co.,Ltd.","奥齿泰（北京）商贸有限公司","c1b4474b-fe30-11ea-bf70-fa163e0a8baf","种植体系统","（直径A：6.8mm，长度B：12.5mm）直径：7mm，长度：13mm","BTS3S7013S","纯钛","C0702011370100108491","C07020113701001084910000127",null,"申报企业自主确认为非招标产品、非中选产品或中选部件的附件（如覆盖螺丝、中央螺丝等）产品之一"]
["81981a4b-fe31-11ea-bf70-fa163e0a8baf","2c5088b2-fca5-11ea-bf70-fa163e0a8baf","国械注进20153172257","种植体系统OsstemImplant System","奥齿泰种植体有限责任公司Osstem Implant Co.,Ltd.","奥齿泰（北京）商贸有限公司","c1b4474b-fe30-11ea-bf70-fa163e0a8baf","种植体系统","（直径A：6.8mm，长度B：8mm）直径：7mm，长度：8.5mm","BTS3S7008S","纯钛","C0702011370100108491","C07020113701001084910000131",null,"申报企业自主确认为非招标产品、非中选产品或中选部件的附件（如覆盖螺丝、中央螺丝等）产品之一"]
["81983b5b-fe31-11ea-bf70-fa163e0a8baf","2c5088b2-fca5-11ea-bf70-fa163e0a8baf","国械注进20153172257","种植体系统OsstemImplant System","奥齿泰种植体有限责任公司Osstem Implant Co.,Ltd.","奥齿泰（北京）商贸有限公司","c1b4474b-fe30-11ea-bf70-fa163e0a8baf","种植体系统","直径：4.2mm，长度：11.5mm","BTS3S4011S","纯钛","C0702011370100108491","C07020113701001084910000079",null,"申报企业自主确认为非招标产品、非中选产品或中选部件的附件（如覆盖螺丝、中央螺丝等）产品之一"]
["81983cf9-fe31-11ea-bf70-fa163e0a8baf","2c5088b2-fca5-11ea-bf70-fa163e0a8baf","国械注进20153172257","种植体系统OsstemImplant System","奥齿泰种植体有限责任公司Osstem Implant Co.,Ltd.","奥齿泰（北京）商贸有限公司","c1b4474b-fe30-11ea-bf70-fa163e0a8baf","种植体系统","（直径A：4.63mm，长度B：8.5mm）直径：4.5mm，长度：8.5mm","BTS3S4508S","纯钛","C0702011370100108491","C07020113701001084910000099",null,"申报企业自主确认为非招标产品、非中选产品或中选部件的附件（如覆盖螺丝、中央螺丝等）产品之一"]
["81a0ecac-fe31-11ea-bf70-fa163e0a8baf","2c5088b2-fca5-11ea-bf70-fa163e0a8baf","国械注进20153172257","种植体系统OsstemImplant System","奥齿泰种植体有限责任公司Osstem Implant Co.,Ltd.","奥齿泰（北京）商贸有限公司","c1b4474b-fe30-11ea-bf70-fa163e0a8baf","种植体系统","（直径A：6.8mm，长度B：7mm）直径：7mm，长度：7mm","BTS3S7007S","纯钛","C0702011370100108491","C07020113701001084910000129",null,"申报企业自主确认为非招标产品、非中选产品或中选部件的附件（如覆盖螺丝、中央螺丝等）产品之一"]
["81a1eca3-fe31-11ea-bf70-fa163e0a8baf","2c5088b2-fca5-11ea-bf70-fa163e0a8baf","国械注进20153172257","种植体系统OsstemImplant System","奥齿泰种植体有限责任公司Osstem Implant Co.,Ltd.","奥齿泰（北京）商贸有限公司","c1b4474b-fe30-11ea-bf70-fa163e0a8baf","种植体系统","（直径A：3.75mm，长度B：13mm）直径：3.77mm，长度：13mm","BTS3M3513S","纯钛","C0702011370100108491","C07020113701001084910000071",null,"申报企业自主确认为非招标产品、非中选产品或中选部件的附件（如覆盖螺丝、中央螺丝等）产品之一"]
["81a2090b-fe31-11ea-bf70-fa163e0a8baf","2c5088b2-fca5-11ea-bf70-fa163e0a8baf","国械注进20153172257","种植体系统OsstemImplant System","奥齿泰种植体有限责任公司Osstem Implant Co.,Ltd.","奥齿泰（北京）商贸有限公司","c1b4474b-fe30-11ea-bf70-fa163e0a8baf","种植体系统","直径：4.2mm，长度：13mm","BTS3S4013S","纯钛","C0702011370100108491","C07020113701001084910000081",null,"申报企业自主确认为非招标产品、非中选产品或中选部件的附件（如覆盖螺丝、中央螺丝等）产品之一"]
["81a22076-fe31-11ea-bf70-fa163e0a8baf","2c5088b2-fca5-11ea-bf70-fa163e0a8baf","国械注进20153172257","种植体系统OsstemImplant System","奥齿泰种植体有限责任公司Osstem Implant Co.,Ltd.","奥齿泰（北京）商贸有限公司","c1b4474b-fe30-11ea-bf70-fa163e0a8baf","种植体系统","直径：4.2mm，长度：15mm","BTS3S4015S","纯钛","C0702011370100108491","C07020113701001084910000083",null,"申报企业自主确认为非招标产品、非中选产品或中选部件的附件（如覆盖螺丝、中央螺丝等）产品之一"]
["81a22205-fe31-11ea-bf70-fa163e0a8baf","2c5088b2-fca5-11ea-bf70-fa163e0a8baf","国械注进20153172257","种植体系统OsstemImplant System","奥齿泰种植体有限责任公司Osstem Implant Co.,Ltd.","奥齿泰（北京）商贸有限公司","c1b4474b-fe30-11ea-bf70-fa163e0a8baf","种植体系统","（直径A：6.8mm，长度B：9.5mm）直径：7mm，长度：10mm","BTS3S7010S","纯钛","C0702011370100108491","C07020113701001084910000123",null,"申报企业自主确认为非招标产品、非中选产品或中选部件的附件（如覆盖螺丝、中央螺丝等）产品之一"]
["81a240d7-fe31-11ea-bf70-fa163e0a8baf","2c5088b2-fca5-11ea-bf70-fa163e0a8baf","国械注进20153172257","种植体系统OsstemImplant System","奥齿泰种植体有限责任公司Osstem Implant Co.,Ltd.","奥齿泰（北京）商贸有限公司","c1b4474b-fe30-11ea-bf70-fa163e0a8baf","种植体系统","（直径A：4.2mm，长度B：10mm）直径：4.2mm，长度：10mm","BTS3S4010S","纯钛","C0702011370100108491","C07020113701001084910000077",null,"申报企业自主确认为非招标产品、非中选产品或中选部件的附件（如覆盖螺丝、中央螺丝等）产品之一"]
["81a2427a-fe31-11ea-bf70-fa163e0a8baf","2c5088b2-fca5-11ea-bf70-fa163e0a8baf","国械注进20153172257","种植体系统OsstemImplant System","奥齿泰种植体有限责任公司Osstem Implant Co.,Ltd.","奥齿泰（北京）商贸有限公司","c1b4474b-fe30-11ea-bf70-fa163e0a8baf","种植体系统","（直径A：3.75m，长度B：11.5mm）直径：3.77mm，长度：11.5mm","BTS3M3511S","纯钛","C0702011370100108491","C07020113701001084910000069",null,"申报企业自主确认为非招标产品、非中选产品或中选部件的附件（如覆盖螺丝、中央螺丝等）产品之一"]
["81a24438-fe31-11ea-bf70-fa163e0a8baf","2c5088b2-fca5-11ea-bf70-fa163e0a8baf","国械注进20153172257","种植体系统OsstemImplant System","奥齿泰种植体有限责任公司Osstem Implant Co.,Ltd.","奥齿泰（北京）商贸有限公司","c1b4474b-fe30-11ea-bf70-fa163e0a8baf","种植体系统","（直径A：4.25mm，长度B：7mm）直径：4.2mm，长度：7mm","BTS3S4007S","纯钛","C0702011370100108491","C07020113701001084910000085",null,"申报企业自主确认为非招标产品、非中选产品或中选部件的附件（如覆盖螺丝、中央螺丝等）产品之一"]
["81a245b1-fe31-11ea-bf70-fa163e0a8baf","2c5088b2-fca5-11ea-bf70-fa163e0a8baf","国械注进20153172257","种植体系统OsstemImplant System","奥齿泰种植体有限责任公司Osstem Implant Co.,Ltd.","奥齿泰（北京）商贸有限公司","c1b4474b-fe30-11ea-bf70-fa163e0a8baf","种植体系统","直径：6mm，长度：7mm","BTS3S6007S","纯钛","C0702011370100108491","C07020113701001084910000119",null,"申报企业自主确认为非招标产品、非中选产品或中选部件的附件（如覆盖螺丝、中央螺丝等）产品之一"]
["81a2472d-fe31-11ea-bf70-fa163e0a8baf","2c5088b2-fca5-11ea-bf70-fa163e0a8baf","国械注进20153172257","种植体系统OsstemImplant System","奥齿泰种植体有限责任公司Osstem Implant Co.,Ltd.","奥齿泰（北京）商贸有限公司","c1b4474b-fe30-11ea-bf70-fa163e0a8baf","种植体系统","（直径A：3.75mm，长度B：10mm）直径：3.77mm，长度：10mm","BTS3M3510S","纯钛","C0702011370100108491","C07020113701001084910000067",null,"申报企业自主确认为非招标产品、非中选产品或中选部件的附件（如覆盖螺丝、中央螺丝等）产品之一"]
["81a24898-fe31-11ea-bf70-fa163e0a8baf","2c5088b2-fca5-11ea-bf70-fa163e0a8baf","国械注进20153172257","种植体系统OsstemImplant System","奥齿泰种植体有限责任公司Osstem Implant Co.,Ltd.","奥齿泰（北京）商贸有限公司","c1b4474b-fe30-11ea-bf70-fa163e0a8baf","种植体系统","（直径A：3.75mm，长度B：15mm）直径：3.77mm，长度：15mm","BTS3M3515S","纯钛","C0702011370100108491","C07020113701001084910000073",null,"申报企业自主确认为非招标产品、非中选产品或中选部件的附件（如覆盖螺丝、中央螺丝等）产品之一"]
["b8cb2307-b7aa-11eb-a006-0050568f9c84","34feeaa5-b300-11eb-a006-0050568f9c84","国械注进20163172518","种植体系统TS SA Implant","奥齿泰种植体有限责任公司Osstem Implant Co.,Ltd.","奥齿泰（北京）商贸有限公司","e0c1e2f5-b6e5-11eb-a006-0050568f9c84","种植体系统-种植体","直径：5.5mm，长度：6.2mm","BTS3S5506S","纯钛","C0702011370100108491","C07020113701001084910000262",null,"申报企业自主确认为非招标产品、非中选产品或中选部件的附件（如覆盖螺丝、中央螺丝等）产品之一"]
["b8cf2348-b7aa-11eb-a006-0050568f9c84","34feeaa5-b300-11eb-a006-0050568f9c84","国械注进20163172518","种植体系统TS SA Implant","奥齿泰种植体有限责任公司Osstem Implant Co.,Ltd.","奥齿泰（北京）商贸有限公司","e0c1e2f5-b6e5-11eb-a006-0050568f9c84","种植体系统-种植体","直径：5.1mm，长度：6.2mm","BTS3S5005S","纯钛","C0702011370100108491","C07020113701001084910000265",null,"申报企业自主确认为非招标产品、非中选产品或中选部件的附件（如覆盖螺丝、中央螺丝等）产品之一"]
["b8cfbe5e-b7aa-11eb-a006-0050568f9c84","34feeaa5-b300-11eb-a006-0050568f9c84","国械注进20163172518","种植体系统TS SA Implant","奥齿泰种植体有限责任公司Osstem Implant Co.,Ltd.","奥齿泰（北京）商贸有限公司","e0c1e2f5-b6e5-11eb-a006-0050568f9c84","种植体系统-种植体","直径：5.1mm，长度：6.2mm","BTS3S5006S","纯钛","C0702011370100108491","C07020113701001084910000266",null,"申报企业自主确认为非招标产品、非中选产品或中选部件的附件（如覆盖螺丝、中央螺丝等）产品之一"]
["b8d79b31-b7aa-11eb-a006-0050568f9c84","34feeaa5-b300-11eb-a006-0050568f9c84","国械注进20163172518","种植体系统TS SA Implant","奥齿泰种植体有限责任公司Osstem Implant Co.,Ltd.","奥齿泰（北京）商贸有限公司","e0c1e2f5-b6e5-11eb-a006-0050568f9c84","种植体系统-种植体","直径：5.95mm，长度：6.2mm","BTS3S6006S","纯钛","C0702011370100108491","C07020113701001084910000271",null,"申报企业自主确认为非招标产品、非中选产品或中选部件的附件（如覆盖螺丝、中央螺丝等）产品之一"]
["b8d8dc05-b7aa-11eb-a006-0050568f9c84","34feeaa5-b300-11eb-a006-0050568f9c84","国械注进20163172518","种植体系统TS SA Implant","奥齿泰种植体有限责任公司Osstem Implant Co.,Ltd.","奥齿泰（北京）商贸有限公司","e0c1e2f5-b6e5-11eb-a006-0050568f9c84","种植体系统-种植体","直径：4.65mm，长度：7.0mm","BTS3S4506S","纯钛","C0702011370100108491","C07020113701001084910000272",null,"申报企业自主确认为非招标产品、非中选产品或中选部件的附件（如覆盖螺丝、中央螺丝等）产品之一"]
["b8d9d422-b7aa-11eb-a006-0050568f9c84","34feeaa5-b300-11eb-a006-0050568f9c84","国械注进20163172518","种植体系统TS SA Implant","奥齿泰种植体有限责任公司Osstem Implant Co.,Ltd.","奥齿泰（北京）商贸有限公司","e0c1e2f5-b6e5-11eb-a006-0050568f9c84","种植体系统-种植体","直径：6.8mm，长度：6.2mm","BTS3S7006S","纯钛","C0702011370100108491","C07020113701001084910000273",null,"申报企业自主确认为非招标产品、非中选产品或中选部件的附件（如覆盖螺丝、中央螺丝等）产品之一"]
["b8da3a01-b7aa-11eb-a006-0050568f9c84","34feeaa5-b300-11eb-a006-0050568f9c84","国械注进20163172518","种植体系统TS SA Implant","奥齿泰种植体有限责任公司Osstem Implant Co.,Ltd.","奥齿泰（北京）商贸有限公司","e0c1e2f5-b6e5-11eb-a006-0050568f9c84","种植体系统-种植体","直径：4.25mm，长度：7.0mm","BTS3S4006S","纯钛","C0702011370100108491","C07020113701001084910000274",null,"申报企业自主确认为非招标产品、非中选产品或中选部件的附件（如覆盖螺丝、中央螺丝等）产品之一"]
["b8dbd3e1-b7aa-11eb-a006-0050568f9c84","34feeaa5-b300-11eb-a006-0050568f9c84","国械注进20163172518","种植体系统TS SA Implant","奥齿泰种植体有限责任公司Osstem Implant Co.,Ltd.","奥齿泰（北京）商贸有限公司","e0c1e2f5-b6e5-11eb-a006-0050568f9c84","种植体系统-种植体","直径：5.1mm，长度：6.2mm","BTS3S5004S","纯钛","C0702011370100108491","C07020113701001084910000275",null,"申报企业自主确认为非招标产品、非中选产品或中选部件的附件（如覆盖螺丝、中央螺丝等）产品之一"]
["6242435e-21e1-11ed-9447-b4055d63f15c","34feeaa5-b300-11eb-a006-0050568f9c84","国械注进20163172518","种植体系统TS SA Implant","奥齿泰种植体有限责任公司Osstem Implant Co.,Ltd.","奥齿泰（北京）商贸有限公司","e8e8b5a6-21c9-11ed-9447-b4055d63f15c","种植体系统-覆盖螺丝","3.03mm(φ)*5.25mm(L)","GSCS35","纯钛4级，通过伽马射线灭菌，表面进行阳极氧化处理","C0702041390200108491","C07020413902001084910000025","08800000964058","申报企业自主确认为非招标产品、非中选产品或中选部件的附件（如覆盖螺丝、中央螺丝等）产品之一"]
["b4b00ef5-21e1-11ed-9447-b4055d63f15c","34feeaa5-b300-11eb-a006-0050568f9c84","国械注进20163172518","种植体系统TS SA Implant","奥齿泰种植体有限责任公司Osstem Implant Co.,Ltd.","奥齿泰（北京）商贸有限公司","e8e8b5a6-21c9-11ed-9447-b4055d63f15c","种植体系统-覆盖螺丝","3.58mm(φ)*5.9mm(L)","GSCS40S-G","纯钛4级，通过伽马射线灭菌，表面进行阳极氧化处理","C0702041390200108491","C07020413902001084910000026","08800000964089","申报企业自主确认为非招标产品、非中选产品或中选部件的附件（如覆盖螺丝、中央螺丝等）产品之一"]
["cf5104b0-21e1-11ed-9447-b4055d63f15c","34feeaa5-b300-11eb-a006-0050568f9c84","国械注进20163172518","种植体系统TS SA Implant","奥齿泰种植体有限责任公司Osstem Implant Co.,Ltd.","奥齿泰（北京）商贸有限公司","e8e8b5a6-21c9-11ed-9447-b4055d63f15c","种植体系统-覆盖螺丝","3.4mm(φ)*6.85mm(L)","GSCS35L","纯钛4级，通过伽马射线灭菌，表面进行阳极氧化处理","C0702041390200108491","C07020413902001084910000027","08800000964034","申报企业自主确认为非招标产品、非中选产品或中选部件的附件（如覆盖螺丝、中央螺丝等）产品之一"]
["e844e51d-21e1-11ed-9447-b4055d63f15c","34feeaa5-b300-11eb-a006-0050568f9c84","国械注进20163172518","种植体系统TS SA Implant","奥齿泰种植体有限责任公司Osstem Implant Co.,Ltd.","奥齿泰（北京）商贸有限公司","e8e8b5a6-21c9-11ed-9447-b4055d63f15c","种植体系统-覆盖螺丝","3.9mm(φ)*7.5mm(L)","GSCS40L-G","纯钛4级，通过伽马射线灭菌，表面进行阳极氧化处理","C0702041390200108491","C07020413902001084910000028","08800000964065","申报企业自主确认为非招标产品、非中选产品或中选部件的附件（如覆盖螺丝、中央螺丝等）产品之一"]
["390e3f98-8ba8-11eb-ace3-fa163e311f19","8187ae14-faaa-4c27-888a-9302223ddf83","国械备20160086号","转移帽 Impression Coping","Osstem Implant Co., Ltd.","奥齿泰（北京）商贸有限公司","a2f55f6b982211ecb3f890e2ba8d9d30","转移帽","直径：4.8mm，长度：8mm，六角","MSR200","铝合金、钛合金和高分子材料","C0702041390200208491","C07020413902002084910000079",null,"申报企业自主确认为非招标产品、非中选产品或中选部件的附件（如覆盖螺丝、中央螺丝等）产品之一"]
["7ddf7f4f-7afa-11ea-80a3-fa163e0a8baf","8187ae14-faaa-4c27-888a-9302223ddf83","国械备20160086号","转移帽 Impression Coping","Osstem Implant Co., Ltd.","奥齿泰（北京）商贸有限公司","a2f55f6b982211ecb3f890e2ba8d9d30","转移帽","（D:4mm,L:7.2mm）闭口式印模帽，直径：4mm","GSTIC400","铝合金、钛合金和高分子材料","C0702041390200208491","C07020413902002084910000073",null,"申报企业自主确认为非招标产品、非中选产品或中选部件的附件（如覆盖螺丝、中央螺丝等）产品之一"]
["7ddf8f41-7afa-11ea-80a3-fa163e0a8baf","8187ae14-faaa-4c27-888a-9302223ddf83","国械备20160086号","转移帽 Impression Coping","Osstem Implant Co., Ltd.","奥齿泰（北京）商贸有限公司","a2f55f6b982211ecb3f890e2ba8d9d30","转移帽","（D:6mm,L:10mm）开口式转移帽，直径：6mm","GSPIC600","铝合金、钛合金和高分子材料","C0702041390200208491","C07020413902002084910000070",null,"申报企业自主确认为非招标产品、非中选产品或中选部件的附件（如覆盖螺丝、中央螺丝等）产品之一"]
["7ddf9a1b-7afa-11ea-80a3-fa163e0a8baf","8187ae14-faaa-4c27-888a-9302223ddf83","国械备20160086号","转移帽 Impression Coping","Osstem Implant Co., Ltd.","奥齿泰（北京）商贸有限公司","a2f55f6b982211ecb3f890e2ba8d9d30","转移帽","（D:4.8mm,L:10mm）开口式转移帽，直径：5mm","GSPIC500","铝合金、钛合金和高分子材料","C0702041390200208491","C07020413902002084910000069",null,"申报企业自主确认为非招标产品、非中选产品或中选部件的附件（如覆盖螺丝、中央螺丝等）产品之一"]
["7ddff416-7afa-11ea-80a3-fa163e0a8baf","8187ae14-faaa-4c27-888a-9302223ddf83","国械备20160086号","转移帽 Impression Coping","Osstem Implant Co., Ltd.","奥齿泰（北京）商贸有限公司","a2f55f6b982211ecb3f890e2ba8d9d30","转移帽","（D:6mm,L:7.2mm）闭口式印模帽，直径：6mm","GSTIC600","铝合金、钛合金和高分子材料","C0702041390200208491","C07020413902002084910000028",null,"申报企业自主确认为非招标产品、非中选产品或中选部件的附件（如覆盖螺丝、中央螺丝等）产品之一"]
["7ddff71e-7afa-11ea-80a3-fa163e0a8baf","8187ae14-faaa-4c27-888a-9302223ddf83","国械备20160086号","转移帽 Impression Coping","Osstem Implant Co., Ltd.","奥齿泰（北京）商贸有限公司","a2f55f6b982211ecb3f890e2ba8d9d30","转移帽","（D:4mm,L:10mm）开口式转移帽，直径：4mm","GSPIC400","铝合金、钛合金和高分子材料","C0702041390200208491","C07020413902002084910000029",null,"申报企业自主确认为非招标产品、非中选产品或中选部件的附件（如覆盖螺丝、中央螺丝等）产品之一"]
["7de00762-7afa-11ea-80a3-fa163e0a8baf","8187ae14-faaa-4c27-888a-9302223ddf83","国械备20160086号","转移帽 Impression Coping","Osstem Implant Co., Ltd.","奥齿泰（北京）商贸有限公司","a2f55f6b982211ecb3f890e2ba8d9d30","转移帽","（D:4.8mm,L:7.2mm）闭口式印模帽，直径：5mm","GSTIC500","铝合金、钛合金和高分子材料","C0702041390200208491","C07020413902002084910000035",null,"申报企业自主确认为非招标产品、非中选产品或中选部件的附件（如覆盖螺丝、中央螺丝等）产品之一"]
["fad0a882-8ba7-11eb-ace3-fa163e311f19","8187ae14-faaa-4c27-888a-9302223ddf83","国械备20160086号","转移帽 Impression Coping","Osstem Implant Co., Ltd.","奥齿泰（北京）商贸有限公司","a2f55f6b982211ecb3f890e2ba8d9d30","转移帽","直径：4.8mm，长度：8mm，非六角","MSR100","铝合金、钛合金和高分子材料","C0702041390200208491","C07020413902002084910000080",null,"申报企业自主确认为非招标产品、非中选产品或中选部件的附件（如覆盖螺丝、中央螺丝等）产品之一"]
["67fc1944-7aff-11ea-80a3-fa163e0a8baf","8187ae14-faaa-4c27-888a-9302223ddf83","国械备20160086号","转移帽 Impression Coping","Osstem Implant Co., Ltd.","奥齿泰（北京）商贸有限公司","f14b99cc-7afe-11ea-80a3-fa163e0a8baf","转移帽","直径：3.95mm,长度：10.5mm","MSPIC","铝合金、钛合金和高分子材料","C0702041390100208491","C07020413901002084910000001",null,"申报企业自主确认为非招标产品、非中选产品或中选部件的附件（如覆盖螺丝、中央螺丝等）产品之一"]
["1f6bf06e-2a17-11eb-ac2d-fa163e0a8baf","0A750F50-351B-4366-A64E-5936C5DC793A","国械备20161183号","转移帽","雅定种植系统有限公司ADIN DENTAL IMPLANT SYSTEMS LTD.","广州市红实商贸有限公司","edf5558b-2a16-11eb-ac2d-fa163e0a8baf","转移帽","TMA Closed Tray Transfer","RS5011","钛","C0702041390200208628","C07020413902002086280000001","7290105155771","申报企业自主确认为非招标产品、非中选产品或中选部件的附件（如覆盖螺丝、中央螺丝等）产品之一"]
["25bb8423-2a17-11eb-ac2d-fa163e0a8baf","0A750F50-351B-4366-A64E-5936C5DC793A","国械备20161183号","转移帽","雅定种植系统有限公司ADIN DENTAL IMPLANT SYSTEMS LTD.","广州市红实商贸有限公司","edf5558b-2a16-11eb-ac2d-fa163e0a8baf","转移帽","RS Screw For Closed Tray Transfer","RS3425","钛","C0702041390200208628","C07020413902002086280000002","7290105155252","申报企业自主确认为非招标产品、非中选产品或中选部件的附件（如覆盖螺丝、中央螺丝等）产品之一"]
["2c989109-2a17-11eb-ac2d-fa163e0a8baf","0A750F50-351B-4366-A64E-5936C5DC793A","国械备20161183号","转移帽","雅定种植系统有限公司ADIN DENTAL IMPLANT SYSTEMS LTD.","广州市红实商贸有限公司","edf5558b-2a16-11eb-ac2d-fa163e0a8baf","转移帽","TMA Impression Coping Open Tray","RS5006","钛","C0702041390200208628","C07020413902002086280000003","7290105155740","申报企业自主确认为非招标产品、非中选产品或中选部件的附件（如覆盖螺丝、中央螺丝等）产品之一"]
["33ccb17e-2a17-11eb-ac2d-fa163e0a8baf","0A750F50-351B-4366-A64E-5936C5DC793A","国械备20161183号","转移帽","雅定种植系统有限公司ADIN DENTAL IMPLANT SYSTEMS LTD.","广州市红实商贸有限公司","edf5558b-2a16-11eb-ac2d-fa163e0a8baf","转移帽","TMA Screw For Open Tray Impression Copying","RS5008","钛","C0702041390200208628","C07020413902002086280000004","7290105155757","申报企业自主确认为非招标产品、非中选产品或中选部件的附件（如覆盖螺丝、中央螺丝等）产品之一"]
["a22a6715-2a18-11eb-ac2d-fa163e0a8baf","ebdcdc18d8bc4f2ab3e10dbe80d84e01","国械备20181711号","替代体 Analog","雅定种植系统有限公司 ADIN DENTAL IMPLANT SYSTEMS LTD.","广州市红实商贸有限公司","6a23b2cc-2a18-11eb-ac2d-fa163e0a8baf","替代体","TMA Abutment Replica","RS5004","不锈钢","C0702041390200308628","C07020413902003086280000002","7290105155726","申报企业自主确认为非招标产品、非中选产品或中选部件的附件（如覆盖螺丝、中央螺丝等）产品之一"]
["b4e8a541-2a18-11eb-ac2d-fa163e0a8baf","ebdcdc18d8bc4f2ab3e10dbe80d84e01","国械备20181711号","替代体 Analog","雅定种植系统有限公司 ADIN DENTAL IMPLANT SYSTEMS LTD.","广州市红实商贸有限公司","6a23b2cc-2a18-11eb-ac2d-fa163e0a8baf","替代体","Ball Attachment Abutment","RS5740","不锈钢","C0702041390200308628","C07020413902003086280000003","7290105155924","申报企业自主确认为非招标产品、非中选产品或中选部件的附件（如覆盖螺丝、中央螺丝等）产品之一"]
["0983c15c-ba0e-11eb-a006-0050568f9c84","56b36d27-9da4-11eb-ac1c-fa163e311f19","国械备20210201号","种植辅助材料","雅定种植系统有限公司ADIN DENTAL IMPLANT SYSTEMS LTD","广州市红实商贸有限公司","a30cb2db982211ecb3f890e2ba8d9d30","印模转移杆","NP Closed Tray Transfer Screw","NP5127","钛","C0702041390200208628","C07020413902002086280000025","7290105159786","申报企业自主确认为非招标产品、非中选产品或中选部件的附件（如覆盖螺丝、中央螺丝等）产品之一"]
["de67aef4-ba0d-11eb-a006-0050568f9c84","56b36d27-9da4-11eb-ac1c-fa163e311f19","国械备20210201号","种植辅助材料","雅定种植系统有限公司ADIN DENTAL IMPLANT SYSTEMS LTD","广州市红实商贸有限公司","a30cb2db982211ecb3f890e2ba8d9d30","印模转移杆","UNP Closed Tray Transfer Screw","UNP5217","钛","C0702041390200208628","C07020413902002086280000026","7290105159755","申报企业自主确认为非招标产品、非中选产品或中选部件的附件（如覆盖螺丝、中央螺丝等）产品之一"]
["ea79e289-ba0d-11eb-a006-0050568f9c84","56b36d27-9da4-11eb-ac1c-fa163e311f19","国械备20210201号","种植辅助材料","雅定种植系统有限公司ADIN DENTAL IMPLANT SYSTEMS LTD","广州市红实商贸有限公司","a30cb2db982211ecb3f890e2ba8d9d30","印模转移杆","UNP Open Tray Transfer Screw","UNP5014","钛","C0702041390200208628","C07020413902002086280000027","7290105158307","申报企业自主确认为非招标产品、非中选产品或中选部件的附件（如覆盖螺丝、中央螺丝等）产品之一"]
["fcf05388-ba0d-11eb-a006-0050568f9c84","56b36d27-9da4-11eb-ac1c-fa163e311f19","国械备20210201号","种植辅助材料","雅定种植系统有限公司ADIN DENTAL IMPLANT SYSTEMS LTD","广州市红实商贸有限公司","a30cb2db982211ecb3f890e2ba8d9d30","印模转移杆","NP Open Tray Transfer Screw","NP5014","钛","C0702041390200208628","C07020413902002086280000028","7290105153593","申报企业自主确认为非招标产品、非中选产品或中选部件的附件（如覆盖螺丝、中央螺丝等）产品之一"]
["6bf67629-2a14-11eb-ac2d-fa163e0a8baf","33215f82-2561-11eb-bf70-fa163e0a8baf","国械注进20153173145","种植体系统配件","雅定种植系统有限公司ADIN DENTAL IMPLANT SYSTEMS LTD.","广州市红实商贸有限公司","587c9b2c-2a14-11eb-ac2d-fa163e0a8baf","种植体系统配件-螺钉","RS螺钉（用于角度基台）","RS3480","钛","C0702041390200508628","C07020413902005086280000001","7290105155306","申报企业自主确认为非招标产品、非中选产品或中选部件的附件（如覆盖螺丝、中央螺丝等）产品之一"]
["77d887ae-2a14-11eb-ac2d-fa163e0a8baf","33215f82-2561-11eb-bf70-fa163e0a8baf","国械注进20153173145","种植体系统配件","雅定种植系统有限公司ADIN DENTAL IMPLANT SYSTEMS LTD.","广州市红实商贸有限公司","587c9b2c-2a14-11eb-ac2d-fa163e0a8baf","种植体系统配件-螺钉","RS修复螺钉","RS3400","钛","C0702041390200508628","C07020413902005086280000002","7290105155092","申报企业自主确认为非招标产品、非中选产品或中选部件的附件（如覆盖螺丝、中央螺丝等）产品之一"]
["83bea1f3-4db8-11ec-921a-0050568f9c84","33215f82-2561-11eb-bf70-fa163e0a8baf","国械注进20153173145","种植体系统配件","雅定种植系统有限公司ADIN DENTAL IMPLANT SYSTEMS LTD.","广州市红实商贸有限公司","587c9b2c-2a14-11eb-ac2d-fa163e0a8baf","种植体系统配件-螺钉","复合基台螺丝钉","RS3403","钛","C0702041390200508628","C07020413902005086280000003","7290105155122","申报企业自主确认为非招标产品、非中选产品或中选部件的附件（如覆盖螺丝、中央螺丝等）产品之一"]
["964fe3c4-4db8-11ec-921a-0050568f9c84","33215f82-2561-11eb-bf70-fa163e0a8baf","国械注进20153173145","种植体系统配件","雅定种植系统有限公司ADIN DENTAL IMPLANT SYSTEMS LTD.","广州市红实商贸有限公司","587c9b2c-2a14-11eb-ac2d-fa163e0a8baf","种植体系统配件-螺钉","复合基台螺丝钉","RS3406","钛","C0702041390200508628","C07020413902005086280000004","7290105155153","申报企业自主确认为非招标产品、非中选产品或中选部件的附件（如覆盖螺丝、中央螺丝等）产品之一"]
["a40be657-4db8-11ec-921a-0050568f9c84","33215f82-2561-11eb-bf70-fa163e0a8baf","国械注进20153173145","种植体系统配件","雅定种植系统有限公司ADIN DENTAL IMPLANT SYSTEMS LTD.","广州市红实商贸有限公司","587c9b2c-2a14-11eb-ac2d-fa163e0a8baf","种植体系统配件-螺钉","复合基台螺丝钉","RS3407","钛","C0702041390200508628","C07020413902005086280000005","7290105155160","申报企业自主确认为非招标产品、非中选产品或中选部件的附件（如覆盖螺丝、中央螺丝等）产品之一"]
["b0fe60b1-4db8-11ec-921a-0050568f9c84","33215f82-2561-11eb-bf70-fa163e0a8baf","国械注进20153173145","种植体系统配件","雅定种植系统有限公司ADIN DENTAL IMPLANT SYSTEMS LTD.","广州市红实商贸有限公司","587c9b2c-2a14-11eb-ac2d-fa163e0a8baf","种植体系统配件-螺钉","复合基台螺丝钉","RS3408","钛","C0702041390200508628","C07020413902005086280000006","7290105155177","申报企业自主确认为非招标产品、非中选产品或中选部件的附件（如覆盖螺丝、中央螺丝等）产品之一"]
["bffc8713-4db8-11ec-921a-0050568f9c84","33215f82-2561-11eb-bf70-fa163e0a8baf","国械注进20153173145","种植体系统配件","雅定种植系统有限公司ADIN DENTAL IMPLANT SYSTEMS LTD.","广州市红实商贸有限公司","587c9b2c-2a14-11eb-ac2d-fa163e0a8baf","种植体系统配件-螺钉","复合基台螺丝钉","RS3409","钛","C0702041390200508628","C07020413902005086280000007","7290105155184","申报企业自主确认为非招标产品、非中选产品或中选部件的附件（如覆盖螺丝、中央螺丝等）产品之一"]
["cc8d9ff4-4db8-11ec-921a-0050568f9c84","33215f82-2561-11eb-bf70-fa163e0a8baf","国械注进20153173145","种植体系统配件","雅定种植系统有限公司ADIN DENTAL IMPLANT SYSTEMS LTD.","广州市红实商贸有限公司","587c9b2c-2a14-11eb-ac2d-fa163e0a8baf","种植体系统配件-螺钉","复合基台螺丝钉","RS3412","钛","C0702041390200508628","C07020413902005086280000008","7290105155214","申报企业自主确认为非招标产品、非中选产品或中选部件的附件（如覆盖螺丝、中央螺丝等）产品之一"]
["233ff1d1-a060-11ec-a4e1-90e2ba8d9d30","33215f82-2561-11eb-bf70-fa163e0a8baf","国械注进20153173145","种植体系统配件","雅定种植系统有限公司ADIN DENTAL IMPLANT SYSTEMS LTD.","广州市红实商贸有限公司","73d409a3-2a12-11eb-ac2d-fa163e0a8baf","种植体系统配件-基台","RS 角度复合基台 30° 3mm","RS3735","钛合金","C0702021380100108628","C07020213801001086280000009","7290105155412","申报企业自主确认为非招标产品、非中选产品或中选部件的附件（如覆盖螺丝、中央螺丝等）产品之一"]
["233ffcfc-a060-11ec-a4e1-90e2ba8d9d30","33215f82-2561-11eb-bf70-fa163e0a8baf","国械注进20153173145","种植体系统配件","雅定种植系统有限公司ADIN DENTAL IMPLANT SYSTEMS LTD.","广州市红实商贸有限公司","73d409a3-2a12-11eb-ac2d-fa163e0a8baf","种植体系统配件-基台","RS 角度复合基台 17° 2mm","RS3734","钛合金","C0702021380100108628","C07020213801001086280000010","7290105155405","申报企业自主确认为非招标产品、非中选产品或中选部件的附件（如覆盖螺丝、中央螺丝等）产品之一"]
["2340005c-a060-11ec-a4e1-90e2ba8d9d30","33215f82-2561-11eb-bf70-fa163e0a8baf","国械注进20153173145","种植体系统配件","雅定种植系统有限公司ADIN DENTAL IMPLANT SYSTEMS LTD.","广州市红实商贸有限公司","73d409a3-2a12-11eb-ac2d-fa163e0a8baf","种植体系统配件-基台","RS 角度复合基台 17° 3mm","RS3737","钛合金","C0702021380100108628","C07020213801001086280000011","7290105155436","申报企业自主确认为非招标产品、非中选产品或中选部件的附件（如覆盖螺丝、中央螺丝等）产品之一"]
["234003f3-a060-11ec-a4e1-90e2ba8d9d30","33215f82-2561-11eb-bf70-fa163e0a8baf","国械注进20153173145","种植体系统配件","雅定种植系统有限公司ADIN DENTAL IMPLANT SYSTEMS LTD.","广州市红实商贸有限公司","73d409a3-2a12-11eb-ac2d-fa163e0a8baf","种植体系统配件-基台","RS 角度复合基台 30° 4mm","RS3738","钛合金","C0702021380100108628","C07020213801001086280000012","7290105155443","申报企业自主确认为非招标产品、非中选产品或中选部件的附件（如覆盖螺丝、中央螺丝等）产品之一"]
["51859c8f-a05f-11ec-a4e1-90e2ba8d9d30","33215f82-2561-11eb-bf70-fa163e0a8baf","国械注进20153173145","种植体系统配件","雅定种植系统有限公司ADIN DENTAL IMPLANT SYSTEMS LTD.","广州市红实商贸有限公司","73d409a3-2a12-11eb-ac2d-fa163e0a8baf","种植体系统配件-基台","RS 直复合基台 2mm","RS3732","钛合金","C0702021380100108628","C07020213801001086280000013","7290105155382","申报企业自主确认为非招标产品、非中选产品或中选部件的附件（如覆盖螺丝、中央螺丝等）产品之一"]
["51859e0c-a05f-11ec-a4e1-90e2ba8d9d30","33215f82-2561-11eb-bf70-fa163e0a8baf","国械注进20153173145","种植体系统配件","雅定种植系统有限公司ADIN DENTAL IMPLANT SYSTEMS LTD.","广州市红实商贸有限公司","73d409a3-2a12-11eb-ac2d-fa163e0a8baf","种植体系统配件-基台","RS 直复合基台 3mm","RS3733","钛合金","C0702021380100108628","C07020213801001086280000014","7290105155399","申报企业自主确认为非招标产品、非中选产品或中选部件的附件（如覆盖螺丝、中央螺丝等）产品之一"]
["51859f8a-a05f-11ec-a4e1-90e2ba8d9d30","33215f82-2561-11eb-bf70-fa163e0a8baf","国械注进20153173145","种植体系统配件","雅定种植系统有限公司ADIN DENTAL IMPLANT SYSTEMS LTD.","广州市红实商贸有限公司","73d409a3-2a12-11eb-ac2d-fa163e0a8baf","种植体系统配件-基台","RS 直复合基台 5 mm","RS3730","钛合金","C0702021380100108628","C07020213801001086280000015","7290105155368","申报企业自主确认为非招标产品、非中选产品或中选部件的附件（如覆盖螺丝、中央螺丝等）产品之一"]
["5185cd56-a05f-11ec-a4e1-90e2ba8d9d30","33215f82-2561-11eb-bf70-fa163e0a8baf","国械注进20153173145","种植体系统配件","雅定种植系统有限公司ADIN DENTAL IMPLANT SYSTEMS LTD.","广州市红实商贸有限公司","73d409a3-2a12-11eb-ac2d-fa163e0a8baf","种植体系统配件-基台","RS 直复合基台 1mm","RS3731","钛合金","C0702021380100108628","C07020213801001086280000016","7290105155375","申报企业自主确认为非招标产品、非中选产品或中选部件的附件（如覆盖螺丝、中央螺丝等）产品之一"]
["5185cf86-a05f-11ec-a4e1-90e2ba8d9d30","33215f82-2561-11eb-bf70-fa163e0a8baf","国械注进20153173145","种植体系统配件","雅定种植系统有限公司ADIN DENTAL IMPLANT SYSTEMS LTD.","广州市红实商贸有限公司","73d409a3-2a12-11eb-ac2d-fa163e0a8baf","种植体系统配件-基台","RS 直复合基台 4 mm","RS3729","钛合金","C0702021380100108628","C07020213801001086280000017","7290105155351","申报企业自主确认为非招标产品、非中选产品或中选部件的附件（如覆盖螺丝、中央螺丝等）产品之一"]
["a8aa505e-4939-11ed-9447-b4055d63f15c","6b1b55cf-90ae-11ec-b3f8-90e2ba8d9d30","国械注准20173170013","种植体系统","北京大清西格科技有限公司","北京大清西格科技有限公司","1dafd6bf-490b-11ed-9447-b4055d63f15c","种植体系统-基台","φ4.3×3.0M","球基台","钛合金","C0702021380100106126","C07020213801001061260000512",null,"申报企业自主确认为非招标产品、非中选产品或中选部件的附件（如覆盖螺丝、中央螺丝等）产品之一"]
["a8ab1396-4939-11ed-9447-b4055d63f15c","6b1b55cf-90ae-11ec-b3f8-90e2ba8d9d30","国械注准20173170013","种植体系统","北京大清西格科技有限公司","北京大清西格科技有限公司","1dafd6bf-490b-11ed-9447-b4055d63f15c","种植体系统-基台","φ4.8×5.0R","球基台","钛合金","C0702021380100106126","C07020213801001061260000524",null,"申报企业自主确认为非招标产品、非中选产品或中选部件的附件（如覆盖螺丝、中央螺丝等）产品之一"]
["a8ab371c-4939-11ed-9447-b4055d63f15c","6b1b55cf-90ae-11ec-b3f8-90e2ba8d9d30","国械注准20173170013","种植体系统","北京大清西格科技有限公司","北京大清西格科技有限公司","1dafd6bf-490b-11ed-9447-b4055d63f15c","种植体系统-基台","φ3.5×1.0M","球基台","钛合金","C0702021380100106126","C07020213801001061260000527",null,"申报企业自主确认为非招标产品、非中选产品或中选部件的附件（如覆盖螺丝、中央螺丝等）产品之一"]
["a8ac1051-4939-11ed-9447-b4055d63f15c","6b1b55cf-90ae-11ec-b3f8-90e2ba8d9d30","国械注准20173170013","种植体系统","北京大清西格科技有限公司","北京大清西格科技有限公司","1dafd6bf-490b-11ed-9447-b4055d63f15c","种植体系统-基台","φ3.5×2.4","粘结基台","钛合金","C0702021380100106126","C07020213801001061260000544",null,"申报企业自主确认为非招标产品、非中选产品或中选部件的附件（如覆盖螺丝、中央螺丝等）产品之一"]
["a8ac4b5d-4939-11ed-9447-b4055d63f15c","6b1b55cf-90ae-11ec-b3f8-90e2ba8d9d30","国械注准20173170013","种植体系统","北京大清西格科技有限公司","北京大清西格科技有限公司","1dafd6bf-490b-11ed-9447-b4055d63f15c","种植体系统-基台","φ4.8×4.0R","球基台","钛合金","C0702021380100106126","C07020213801001061260000548",null,"申报企业自主确认为非招标产品、非中选产品或中选部件的附件（如覆盖螺丝、中央螺丝等）产品之一"]
["a8adca1d-4939-11ed-9447-b4055d63f15c","6b1b55cf-90ae-11ec-b3f8-90e2ba8d9d30","国械注准20173170013","种植体系统","北京大清西格科技有限公司","北京大清西格科技有限公司","1dafd6bf-490b-11ed-9447-b4055d63f15c","种植体系统-基台","φ3.5×3.0M","球基台","钛合金","C0702021380100106126","C07020213801001061260000569",null,"申报企业自主确认为非招标产品、非中选产品或中选部件的附件（如覆盖螺丝、中央螺丝等）产品之一"]
["a8adfb6a-4939-11ed-9447-b4055d63f15c","6b1b55cf-90ae-11ec-b3f8-90e2ba8d9d30","国械注准20173170013","种植体系统","北京大清西格科技有限公司","北京大清西格科技有限公司","1dafd6bf-490b-11ed-9447-b4055d63f15c","种植体系统-基台","φ3.5×2.0R","球基台","钛合金","C0702021380100106126","C07020213801001061260000572",null,"申报企业自主确认为非招标产品、非中选产品或中选部件的附件（如覆盖螺丝、中央螺丝等）产品之一"]
["a8ae08c3-4939-11ed-9447-b4055d63f15c","6b1b55cf-90ae-11ec-b3f8-90e2ba8d9d30","国械注准20173170013","种植体系统","北京大清西格科技有限公司","北京大清西格科技有限公司","1dafd6bf-490b-11ed-9447-b4055d63f15c","种植体系统-基台","φ4.8×2.0R","球基台","钛合金","C0702021380100106126","C07020213801001061260000573",null,"申报企业自主确认为非招标产品、非中选产品或中选部件的附件（如覆盖螺丝、中央螺丝等）产品之一"]
["a8aefe0a-4939-11ed-9447-b4055d63f15c","6b1b55cf-90ae-11ec-b3f8-90e2ba8d9d30","国械注准20173170013","种植体系统","北京大清西格科技有限公司","北京大清西格科技有限公司","1dafd6bf-490b-11ed-9447-b4055d63f15c","种植体系统-基台","φ3.5×1.0R","球基台","钛合金","C0702021380100106126","C07020213801001061260000588",null,"申报企业自主确认为非招标产品、非中选产品或中选部件的附件（如覆盖螺丝、中央螺丝等）产品之一"]
["a8af461a-4939-11ed-9447-b4055d63f15c","6b1b55cf-90ae-11ec-b3f8-90e2ba8d9d30","国械注准20173170013","种植体系统","北京大清西格科技有限公司","北京大清西格科技有限公司","1dafd6bf-490b-11ed-9447-b4055d63f15c","种植体系统-基台","φ3.5×5.0M","球基台","钛合金","C0702021380100106126","C07020213801001061260000594",null,"申报企业自主确认为非招标产品、非中选产品或中选部件的附件（如覆盖螺丝、中央螺丝等）产品之一"]
["a8b0508e-4939-11ed-9447-b4055d63f15c","6b1b55cf-90ae-11ec-b3f8-90e2ba8d9d30","国械注准20173170013","种植体系统","北京大清西格科技有限公司","北京大清西格科技有限公司","1dafd6bf-490b-11ed-9447-b4055d63f15c","种植体系统-基台","φ4.3×5.0M","球基台","钛合金","C0702021380100106126","C07020213801001061260000615",null,"申报企业自主确认为非招标产品、非中选产品或中选部件的附件（如覆盖螺丝、中央螺丝等）产品之一"]
["a8b219ff-4939-11ed-9447-b4055d63f15c","6b1b55cf-90ae-11ec-b3f8-90e2ba8d9d30","国械注准20173170013","种植体系统","北京大清西格科技有限公司","北京大清西格科技有限公司","1dafd6bf-490b-11ed-9447-b4055d63f15c","种植体系统-基台","φ3.5×4.0R","球基台","钛合金","C0702021380100106126","C07020213801001061260000643",null,"申报企业自主确认为非招标产品、非中选产品或中选部件的附件（如覆盖螺丝、中央螺丝等）产品之一"]
["a8b2ad55-4939-11ed-9447-b4055d63f15c","6b1b55cf-90ae-11ec-b3f8-90e2ba8d9d30","国械注准20173170013","种植体系统","北京大清西格科技有限公司","北京大清西格科技有限公司","1dafd6bf-490b-11ed-9447-b4055d63f15c","种植体系统-基台","φ3.5×4.0M","球基台","钛合金","C0702021380100106126","C07020213801001061260000651",null,"申报企业自主确认为非招标产品、非中选产品或中选部件的附件（如覆盖螺丝、中央螺丝等）产品之一"]
["a8b2f824-4939-11ed-9447-b4055d63f15c","6b1b55cf-90ae-11ec-b3f8-90e2ba8d9d30","国械注准20173170013","种植体系统","北京大清西格科技有限公司","北京大清西格科技有限公司","1dafd6bf-490b-11ed-9447-b4055d63f15c","种植体系统-基台","φ3.5×5.0R","球基台","钛合金","C0702021380100106126","C07020213801001061260000658",null,"申报企业自主确认为非招标产品、非中选产品或中选部件的附件（如覆盖螺丝、中央螺丝等）产品之一"]
["a8b43f14-4939-11ed-9447-b4055d63f15c","6b1b55cf-90ae-11ec-b3f8-90e2ba8d9d30","国械注准20173170013","种植体系统","北京大清西格科技有限公司","北京大清西格科技有限公司","1dafd6bf-490b-11ed-9447-b4055d63f15c","种植体系统-基台","φ4.3×6.0M","球基台","钛合金","C0702021380100106126","C07020213801001061260000675",null,"申报企业自主确认为非招标产品、非中选产品或中选部件的附件（如覆盖螺丝、中央螺丝等）产品之一"]
["a8b5a95c-4939-11ed-9447-b4055d63f15c","6b1b55cf-90ae-11ec-b3f8-90e2ba8d9d30","国械注准20173170013","种植体系统","北京大清西格科技有限公司","北京大清西格科技有限公司","1dafd6bf-490b-11ed-9447-b4055d63f15c","种植体系统-基台","φ3.5×6.0R","球基台","钛合金","C0702021380100106126","C07020213801001061260000695",null,"申报企业自主确认为非招标产品、非中选产品或中选部件的附件（如覆盖螺丝、中央螺丝等）产品之一"]
["a8b6cd63-4939-11ed-9447-b4055d63f15c","6b1b55cf-90ae-11ec-b3f8-90e2ba8d9d30","国械注准20173170013","种植体系统","北京大清西格科技有限公司","北京大清西格科技有限公司","1dafd6bf-490b-11ed-9447-b4055d63f15c","种植体系统-基台","φ3.5×2.0M","球基台","钛合金","C0702021380100106126","C07020213801001061260000709",null,"申报企业自主确认为非招标产品、非中选产品或中选部件的附件（如覆盖螺丝、中央螺丝等）产品之一"]
["a8b7570b-4939-11ed-9447-b4055d63f15c","6b1b55cf-90ae-11ec-b3f8-90e2ba8d9d30","国械注准20173170013","种植体系统","北京大清西格科技有限公司","北京大清西格科技有限公司","1dafd6bf-490b-11ed-9447-b4055d63f15c","种植体系统-基台","φ3.5×3.0R","球基台","钛合金","C0702021380100106126","C07020213801001061260000716",null,"申报企业自主确认为非招标产品、非中选产品或中选部件的附件（如覆盖螺丝、中央螺丝等）产品之一"]
["a8b7eed6-4939-11ed-9447-b4055d63f15c","6b1b55cf-90ae-11ec-b3f8-90e2ba8d9d30","国械注准20173170013","种植体系统","北京大清西格科技有限公司","北京大清西格科技有限公司","1dafd6bf-490b-11ed-9447-b4055d63f15c","种植体系统-基台","φ4.8×1.0R","球基台","钛合金","C0702021380100106126","C07020213801001061260000726",null,"申报企业自主确认为非招标产品、非中选产品或中选部件的附件（如覆盖螺丝、中央螺丝等）产品之一"]
["a8bad0fd-4939-11ed-9447-b4055d63f15c","6b1b55cf-90ae-11ec-b3f8-90e2ba8d9d30","国械注准20173170013","种植体系统","北京大清西格科技有限公司","北京大清西格科技有限公司","1dafd6bf-490b-11ed-9447-b4055d63f15c","种植体系统-基台","φ4.8×3.0R","球基台","钛合金","C0702021380100106126","C07020213801001061260000762",null,"申报企业自主确认为非招标产品、非中选产品或中选部件的附件（如覆盖螺丝、中央螺丝等）产品之一"]
["a8bb3e0d-4939-11ed-9447-b4055d63f15c","6b1b55cf-90ae-11ec-b3f8-90e2ba8d9d30","国械注准20173170013","种植体系统","北京大清西格科技有限公司","北京大清西格科技有限公司","1dafd6bf-490b-11ed-9447-b4055d63f15c","种植体系统-基台","φ4.8×6.0R","球基台","钛合金","C0702021380100106126","C07020213801001061260000771",null,"申报企业自主确认为非招标产品、非中选产品或中选部件的附件（如覆盖螺丝、中央螺丝等）产品之一"]
["a8bb6b4e-4939-11ed-9447-b4055d63f15c","6b1b55cf-90ae-11ec-b3f8-90e2ba8d9d30","国械注准20173170013","种植体系统","北京大清西格科技有限公司","北京大清西格科技有限公司","1dafd6bf-490b-11ed-9447-b4055d63f15c","种植体系统-基台","φ4.3×2.0M","球基台","钛合金","C0702021380100106126","C07020213801001061260000774",null,"申报企业自主确认为非招标产品、非中选产品或中选部件的附件（如覆盖螺丝、中央螺丝等）产品之一"]
["a8bb79b9-4939-11ed-9447-b4055d63f15c","6b1b55cf-90ae-11ec-b3f8-90e2ba8d9d30","国械注准20173170013","种植体系统","北京大清西格科技有限公司","北京大清西格科技有限公司","1dafd6bf-490b-11ed-9447-b4055d63f15c","种植体系统-基台","φ3.5×5.5","粘结基台","钛合金","C0702021380100106126","C07020213801001061260000775",null,"申报企业自主确认为非招标产品、非中选产品或中选部件的附件（如覆盖螺丝、中央螺丝等）产品之一"]
["a8bc47e0-4939-11ed-9447-b4055d63f15c","6b1b55cf-90ae-11ec-b3f8-90e2ba8d9d30","国械注准20173170013","种植体系统","北京大清西格科技有限公司","北京大清西格科技有限公司","1dafd6bf-490b-11ed-9447-b4055d63f15c","种植体系统-基台","φ3.5×4.0","粘结基台","钛合金","C0702021380100106126","C07020213801001061260000789",null,"申报企业自主确认为非招标产品、非中选产品或中选部件的附件（如覆盖螺丝、中央螺丝等）产品之一"]
["a8c364d7-4939-11ed-9447-b4055d63f15c","6b1b55cf-90ae-11ec-b3f8-90e2ba8d9d30","国械注准20173170013","种植体系统","北京大清西格科技有限公司","北京大清西格科技有限公司","1dafd6bf-490b-11ed-9447-b4055d63f15c","种植体系统-基台","φ4.3×4.0M","球基台","钛合金","C0702021380100106126","C07020213801001061260000898",null,"申报企业自主确认为非招标产品、非中选产品或中选部件的附件（如覆盖螺丝、中央螺丝等）产品之一"]
["a8c41a21-4939-11ed-9447-b4055d63f15c","6b1b55cf-90ae-11ec-b3f8-90e2ba8d9d30","国械注准20173170013","种植体系统","北京大清西格科技有限公司","北京大清西格科技有限公司","1dafd6bf-490b-11ed-9447-b4055d63f15c","种植体系统-基台","φ4.3×1.0M","球基台","钛合金","C0702021380100106126","C07020213801001061260000908",null,"申报企业自主确认为非招标产品、非中选产品或中选部件的附件（如覆盖螺丝、中央螺丝等）产品之一"]
["967d0eb3-490a-11ed-9447-b4055d63f15c","6b1b55cf-90ae-11ec-b3f8-90e2ba8d9d30","国械注准20173170013","种植体系统","北京大清西格科技有限公司","北京大清西格科技有限公司","634f5395-490a-11ed-9447-b4055d63f15c","种植体系统-临时基台","φ5.0×1.0×10HR","φ5.0×1.0×10HR","钛合金","C0702021380000206126","C07020213800002061260000001",null,"申报企业自主确认为非招标产品、非中选产品或中选部件的附件（如覆盖螺丝、中央螺丝等）产品之一"]
["967d59c0-490a-11ed-9447-b4055d63f15c","6b1b55cf-90ae-11ec-b3f8-90e2ba8d9d30","国械注准20173170013","种植体系统","北京大清西格科技有限公司","北京大清西格科技有限公司","634f5395-490a-11ed-9447-b4055d63f15c","种植体系统-临时基台","φ4.5×1.0×10HR","φ4.5×1.0×10HR","钛合金","C0702021380000206126","C07020213800002061260000002",null,"申报企业自主确认为非招标产品、非中选产品或中选部件的附件（如覆盖螺丝、中央螺丝等）产品之一"]
["967d80cc-490a-11ed-9447-b4055d63f15c","6b1b55cf-90ae-11ec-b3f8-90e2ba8d9d30","国械注准20173170013","种植体系统","北京大清西格科技有限公司","北京大清西格科技有限公司","634f5395-490a-11ed-9447-b4055d63f15c","种植体系统-临时基台","φ4.5×1.0×10NR","φ4.5×1.0×10NR","钛合金","C0702021380000206126","C07020213800002061260000003",null,"申报企业自主确认为非招标产品、非中选产品或中选部件的附件（如覆盖螺丝、中央螺丝等）产品之一"]
["967d957f-490a-11ed-9447-b4055d63f15c","6b1b55cf-90ae-11ec-b3f8-90e2ba8d9d30","国械注准20173170013","种植体系统","北京大清西格科技有限公司","北京大清西格科技有限公司","634f5395-490a-11ed-9447-b4055d63f15c","种植体系统-临时基台","φ4.5×3.0×10HM","φ4.5×3.0×10HM","钛合金","C0702021380000206126","C07020213800002061260000004",null,"申报企业自主确认为非招标产品、非中选产品或中选部件的附件（如覆盖螺丝、中央螺丝等）产品之一"]
["967db32d-490a-11ed-9447-b4055d63f15c","6b1b55cf-90ae-11ec-b3f8-90e2ba8d9d30","国械注准20173170013","种植体系统","北京大清西格科技有限公司","北京大清西格科技有限公司","634f5395-490a-11ed-9447-b4055d63f15c","种植体系统-临时基台","4.3×1.1×5.5HR","4.3×1.1×5.5HR","钛合金","C0702021380000206126","C07020213800002061260000005",null,"申报企业自主确认为非招标产品、非中选产品或中选部件的附件（如覆盖螺丝、中央螺丝等）产品之一"]
["967dc0ab-490a-11ed-9447-b4055d63f15c","6b1b55cf-90ae-11ec-b3f8-90e2ba8d9d30","国械注准20173170013","种植体系统","北京大清西格科技有限公司","北京大清西格科技有限公司","634f5395-490a-11ed-9447-b4055d63f15c","种植体系统-临时基台","φ4.1×1.0×10HR","φ4.1×1.0×10HR","钛合金","C0702021380000206126","C07020213800002061260000006",null,"申报企业自主确认为非招标产品、非中选产品或中选部件的附件（如覆盖螺丝、中央螺丝等）产品之一"]
["967dcd40-490a-11ed-9447-b4055d63f15c","6b1b55cf-90ae-11ec-b3f8-90e2ba8d9d30","国械注准20173170013","种植体系统","北京大清西格科技有限公司","北京大清西格科技有限公司","634f5395-490a-11ed-9447-b4055d63f15c","种植体系统-临时基台","φ4.1×1.0×10NR","φ4.1×1.0×10NR","钛合金","C0702021380000206126","C07020213800002061260000007",null,"申报企业自主确认为非招标产品、非中选产品或中选部件的附件（如覆盖螺丝、中央螺丝等）产品之一"]
["967de144-490a-11ed-9447-b4055d63f15c","6b1b55cf-90ae-11ec-b3f8-90e2ba8d9d30","国械注准20173170013","种植体系统","北京大清西格科技有限公司","北京大清西格科技有限公司","634f5395-490a-11ed-9447-b4055d63f15c","种植体系统-临时基台","φ4.5×3.0×10NM","φ4.5×3.0×10NM","钛合金","C0702021380000206126","C07020213800002061260000008",null,"申报企业自主确认为非招标产品、非中选产品或中选部件的附件（如覆盖螺丝、中央螺丝等）产品之一"]
["967dee6d-490a-11ed-9447-b4055d63f15c","6b1b55cf-90ae-11ec-b3f8-90e2ba8d9d30","国械注准20173170013","种植体系统","北京大清西格科技有限公司","北京大清西格科技有限公司","634f5395-490a-11ed-9447-b4055d63f15c","种植体系统-临时基台","φ4.5×1.0×10NM","φ4.5×1.0×10NM","钛合金","C0702021380000206126","C07020213800002061260000009",null,"申报企业自主确认为非招标产品、非中选产品或中选部件的附件（如覆盖螺丝、中央螺丝等）产品之一"]
["967dfbba-490a-11ed-9447-b4055d63f15c","6b1b55cf-90ae-11ec-b3f8-90e2ba8d9d30","国械注准20173170013","种植体系统","北京大清西格科技有限公司","北京大清西格科技有限公司","634f5395-490a-11ed-9447-b4055d63f15c","种植体系统-临时基台","φ4.1×3.0×10NM","φ4.1×3.0×10NM","钛合金","C0702021380000206126","C07020213800002061260000010",null,"申报企业自主确认为非招标产品、非中选产品或中选部件的附件（如覆盖螺丝、中央螺丝等）产品之一"]
["967e0902-490a-11ed-9447-b4055d63f15c","6b1b55cf-90ae-11ec-b3f8-90e2ba8d9d30","国械注准20173170013","种植体系统","北京大清西格科技有限公司","北京大清西格科技有限公司","634f5395-490a-11ed-9447-b4055d63f15c","种植体系统-临时基台","φ4.3×1.1×5.5NR","φ4.3×1.1×5.5NR","钛合金","C0702021380000206126","C07020213800002061260000011",null,"申报企业自主确认为非招标产品、非中选产品或中选部件的附件（如覆盖螺丝、中央螺丝等）产品之一"]
["967e1519-490a-11ed-9447-b4055d63f15c","6b1b55cf-90ae-11ec-b3f8-90e2ba8d9d30","国械注准20173170013","种植体系统","北京大清西格科技有限公司","北京大清西格科技有限公司","634f5395-490a-11ed-9447-b4055d63f15c","种植体系统-临时基台","φ4.3×1.1×8.0HR","φ4.3×1.1×8.0HR","钛合金","C0702021380000206126","C07020213800002061260000012",null,"申报企业自主确认为非招标产品、非中选产品或中选部件的附件（如覆盖螺丝、中央螺丝等）产品之一"]
["967e3212-490a-11ed-9447-b4055d63f15c","6b1b55cf-90ae-11ec-b3f8-90e2ba8d9d30","国械注准20173170013","种植体系统","北京大清西格科技有限公司","北京大清西格科技有限公司","634f5395-490a-11ed-9447-b4055d63f15c","种植体系统-临时基台","φ4.5×3.0×10NR","φ4.5×3.0×10NR","钛合金","C0702021380000206126","C07020213800002061260000013",null,"申报企业自主确认为非招标产品、非中选产品或中选部件的附件（如覆盖螺丝、中央螺丝等）产品之一"]
["967e40f1-490a-11ed-9447-b4055d63f15c","6b1b55cf-90ae-11ec-b3f8-90e2ba8d9d30","国械注准20173170013","种植体系统","北京大清西格科技有限公司","北京大清西格科技有限公司","634f5395-490a-11ed-9447-b4055d63f15c","种植体系统-临时基台","φ5.0×3.0×10NR","φ5.0×3.0×10NR","钛合金","C0702021380000206126","C07020213800002061260000014",null,"申报企业自主确认为非招标产品、非中选产品或中选部件的附件（如覆盖螺丝、中央螺丝等）产品之一"]
["967e56e1-490a-11ed-9447-b4055d63f15c","6b1b55cf-90ae-11ec-b3f8-90e2ba8d9d30","国械注准20173170013","种植体系统","北京大清西格科技有限公司","北京大清西格科技有限公司","634f5395-490a-11ed-9447-b4055d63f15c","种植体系统-临时基台","φ5.0×1.0×10NR","φ5.0×1.0×10NR","钛合金","C0702021380000206126","C07020213800002061260000015",null,"申报企业自主确认为非招标产品、非中选产品或中选部件的附件（如覆盖螺丝、中央螺丝等）产品之一"]
["967e655d-490a-11ed-9447-b4055d63f15c","6b1b55cf-90ae-11ec-b3f8-90e2ba8d9d30","国械注准20173170013","种植体系统","北京大清西格科技有限公司","北京大清西格科技有限公司","634f5395-490a-11ed-9447-b4055d63f15c","种植体系统-临时基台","φ4.1×1.0×10HM","φ4.1×1.0×10HM","钛合金","C0702021380000206126","C07020213800002061260000016",null,"申报企业自主确认为非招标产品、非中选产品或中选部件的附件（如覆盖螺丝、中央螺丝等）产品之一"]
["967e7312-490a-11ed-9447-b4055d63f15c","6b1b55cf-90ae-11ec-b3f8-90e2ba8d9d30","国械注准20173170013","种植体系统","北京大清西格科技有限公司","北京大清西格科技有限公司","634f5395-490a-11ed-9447-b4055d63f15c","种植体系统-临时基台","φ4.1×1.0×10NM","φ4.1×1.0×10NM","钛合金","C0702021380000206126","C07020213800002061260000017",null,"申报企业自主确认为非招标产品、非中选产品或中选部件的附件（如覆盖螺丝、中央螺丝等）产品之一"]
["967e8db6-490a-11ed-9447-b4055d63f15c","6b1b55cf-90ae-11ec-b3f8-90e2ba8d9d30","国械注准20173170013","种植体系统","北京大清西格科技有限公司","北京大清西格科技有限公司","634f5395-490a-11ed-9447-b4055d63f15c","种植体系统-临时基台","φ5.0×3.0×10NM","φ5.0×3.0×10NM","钛合金","C0702021380000206126","C07020213800002061260000018",null,"申报企业自主确认为非招标产品、非中选产品或中选部件的附件（如覆盖螺丝、中央螺丝等）产品之一"]
["967ea103-490a-11ed-9447-b4055d63f15c","6b1b55cf-90ae-11ec-b3f8-90e2ba8d9d30","国械注准20173170013","种植体系统","北京大清西格科技有限公司","北京大清西格科技有限公司","634f5395-490a-11ed-9447-b4055d63f15c","种植体系统-临时基台","φ5.0×1.0×10HM","φ5.0×1.0×10HM","钛合金","C0702021380000206126","C07020213800002061260000019",null,"申报企业自主确认为非招标产品、非中选产品或中选部件的附件（如覆盖螺丝、中央螺丝等）产品之一"]
["967eaf98-490a-11ed-9447-b4055d63f15c","6b1b55cf-90ae-11ec-b3f8-90e2ba8d9d30","国械注准20173170013","种植体系统","北京大清西格科技有限公司","北京大清西格科技有限公司","634f5395-490a-11ed-9447-b4055d63f15c","种植体系统-临时基台","φ5.0×1.0×10NM","φ5.0×1.0×10NM","钛合金","C0702021380000206126","C07020213800002061260000020",null,"申报企业自主确认为非招标产品、非中选产品或中选部件的附件（如覆盖螺丝、中央螺丝等）产品之一"]
["967ec30e-490a-11ed-9447-b4055d63f15c","6b1b55cf-90ae-11ec-b3f8-90e2ba8d9d30","国械注准20173170013","种植体系统","北京大清西格科技有限公司","北京大清西格科技有限公司","634f5395-490a-11ed-9447-b4055d63f15c","种植体系统-临时基台","φ4.5×3.0×10HR","φ4.5×3.0×10HR","钛合金","C0702021380000206126","C07020213800002061260000021",null,"申报企业自主确认为非招标产品、非中选产品或中选部件的附件（如覆盖螺丝、中央螺丝等）产品之一"]
["967f02e1-490a-11ed-9447-b4055d63f15c","6b1b55cf-90ae-11ec-b3f8-90e2ba8d9d30","国械注准20173170013","种植体系统","北京大清西格科技有限公司","北京大清西格科技有限公司","634f5395-490a-11ed-9447-b4055d63f15c","种植体系统-临时基台","φ5.0×3.0×10HM","φ5.0×3.0×10HM","钛合金","C0702021380000206126","C07020213800002061260000022",null,"申报企业自主确认为非招标产品、非中选产品或中选部件的附件（如覆盖螺丝、中央螺丝等）产品之一"]
["967f0ff8-490a-11ed-9447-b4055d63f15c","6b1b55cf-90ae-11ec-b3f8-90e2ba8d9d30","国械注准20173170013","种植体系统","北京大清西格科技有限公司","北京大清西格科技有限公司","634f5395-490a-11ed-9447-b4055d63f15c","种植体系统-临时基台","φ5.0×3.0×10HR","φ5.0×3.0×10HR","钛合金","C0702021380000206126","C07020213800002061260000023",null,"申报企业自主确认为非招标产品、非中选产品或中选部件的附件（如覆盖螺丝、中央螺丝等）产品之一"]
["967f28e2-490a-11ed-9447-b4055d63f15c","6b1b55cf-90ae-11ec-b3f8-90e2ba8d9d30","国械注准20173170013","种植体系统","北京大清西格科技有限公司","北京大清西格科技有限公司","634f5395-490a-11ed-9447-b4055d63f15c","种植体系统-临时基台","φ4.1×3.0×10HR","φ4.1×3.0×10HR","钛合金","C0702021380000206126","C07020213800002061260000024",null,"申报企业自主确认为非招标产品、非中选产品或中选部件的附件（如覆盖螺丝、中央螺丝等）产品之一"]
["967f3d7f-490a-11ed-9447-b4055d63f15c","6b1b55cf-90ae-11ec-b3f8-90e2ba8d9d30","国械注准20173170013","种植体系统","北京大清西格科技有限公司","北京大清西格科技有限公司","634f5395-490a-11ed-9447-b4055d63f15c","种植体系统-临时基台","φ4.3×1.1×8.0NR","φ4.3×1.1×8.0NR","钛合金","C0702021380000206126","C07020213800002061260000025",null,"申报企业自主确认为非招标产品、非中选产品或中选部件的附件（如覆盖螺丝、中央螺丝等）产品之一"]
["967f4a25-490a-11ed-9447-b4055d63f15c","6b1b55cf-90ae-11ec-b3f8-90e2ba8d9d30","国械注准20173170013","种植体系统","北京大清西格科技有限公司","北京大清西格科技有限公司","634f5395-490a-11ed-9447-b4055d63f15c","种植体系统-临时基台","φ4.5×1.0×10HM","φ4.5×1.0×10HM","钛合金","C0702021380000206126","C07020213800002061260000026",null,"申报企业自主确认为非招标产品、非中选产品或中选部件的附件（如覆盖螺丝、中央螺丝等）产品之一"]
["967f55f6-490a-11ed-9447-b4055d63f15c","6b1b55cf-90ae-11ec-b3f8-90e2ba8d9d30","国械注准20173170013","种植体系统","北京大清西格科技有限公司","北京大清西格科技有限公司","634f5395-490a-11ed-9447-b4055d63f15c","种植体系统-临时基台","φ4.1×3.0×10HM","φ4.1×3.0×10HM","钛合金","C0702021380000206126","C07020213800002061260000027",null,"申报企业自主确认为非招标产品、非中选产品或中选部件的附件（如覆盖螺丝、中央螺丝等）产品之一"]
["967f617f-490a-11ed-9447-b4055d63f15c","6b1b55cf-90ae-11ec-b3f8-90e2ba8d9d30","国械注准20173170013","种植体系统","北京大清西格科技有限公司","北京大清西格科技有限公司","634f5395-490a-11ed-9447-b4055d63f15c","种植体系统-临时基台","φ4.1×3.0×10NR","φ4.1×3.0×10NR","钛合金","C0702021380000206126","C07020213800002061260000028",null,"申报企业自主确认为非招标产品、非中选产品或中选部件的附件（如覆盖螺丝、中央螺丝等）产品之一"]
["b8f7be06-490e-11ed-9447-b4055d63f15c","6b1b55cf-90ae-11ec-b3f8-90e2ba8d9d30","国械注准20173170013","种植体系统","北京大清西格科技有限公司","北京大清西格科技有限公司","ab882a74-490e-11ed-9447-b4055d63f15c","种植体系统-中央螺钉","M1.6×16","M1.6×16","钛合金","C0702041390200506126","C07020413902005061260000033",null,"申报企业自主确认为非招标产品、非中选产品或中选部件的附件（如覆盖螺丝、中央螺丝等）产品之一"]
["b8f82a6b-490e-11ed-9447-b4055d63f15c","6b1b55cf-90ae-11ec-b3f8-90e2ba8d9d30","国械注准20173170013","种植体系统","北京大清西格科技有限公司","北京大清西格科技有限公司","ab882a74-490e-11ed-9447-b4055d63f15c","种植体系统-中央螺钉","M2.0×11.55","M2.0×11.55","钛合金","C0702041390200506126","C07020413902005061260000034",null,"申报企业自主确认为非招标产品、非中选产品或中选部件的附件（如覆盖螺丝、中央螺丝等）产品之一"]
["b8f841ff-490e-11ed-9447-b4055d63f15c","6b1b55cf-90ae-11ec-b3f8-90e2ba8d9d30","国械注准20173170013","种植体系统","北京大清西格科技有限公司","北京大清西格科技有限公司","ab882a74-490e-11ed-9447-b4055d63f15c","种植体系统-中央螺钉","M1.8×10.25","M1.8×10.25","钛合金","C0702041390200506126","C07020413902005061260000035",null,"申报企业自主确认为非招标产品、非中选产品或中选部件的附件（如覆盖螺丝、中央螺丝等）产品之一"]
["b8f84de6-490e-11ed-9447-b4055d63f15c","6b1b55cf-90ae-11ec-b3f8-90e2ba8d9d30","国械注准20173170013","种植体系统","北京大清西格科技有限公司","北京大清西格科技有限公司","ab882a74-490e-11ed-9447-b4055d63f15c","种植体系统-中央螺钉","M1.6×12","M1.6×12","钛合金","C0702041390200506126","C07020413902005061260000036",null,"申报企业自主确认为非招标产品、非中选产品或中选部件的附件（如覆盖螺丝、中央螺丝等）产品之一"]
["b8f85b97-490e-11ed-9447-b4055d63f15c","6b1b55cf-90ae-11ec-b3f8-90e2ba8d9d30","国械注准20173170013","种植体系统","北京大清西格科技有限公司","北京大清西格科技有限公司","ab882a74-490e-11ed-9447-b4055d63f15c","种植体系统-中央螺钉","M2.0×12.55","M2.0×12.55","钛合金","C0702041390200506126","C07020413902005061260000037",null,"申报企业自主确认为非招标产品、非中选产品或中选部件的附件（如覆盖螺丝、中央螺丝等）产品之一"]
["b8f86773-490e-11ed-9447-b4055d63f15c","6b1b55cf-90ae-11ec-b3f8-90e2ba8d9d30","国械注准20173170013","种植体系统","北京大清西格科技有限公司","北京大清西格科技有限公司","ab882a74-490e-11ed-9447-b4055d63f15c","种植体系统-中央螺钉","M1.6×10.4","M1.6×10.4","钛合金","C0702041390200506126","C07020413902005061260000038",null,"申报企业自主确认为非招标产品、非中选产品或中选部件的附件（如覆盖螺丝、中央螺丝等）产品之一"]
["b8f86c1a-490e-11ed-9447-b4055d63f15c","6b1b55cf-90ae-11ec-b3f8-90e2ba8d9d30","国械注准20173170013","种植体系统","北京大清西格科技有限公司","北京大清西格科技有限公司","ab882a74-490e-11ed-9447-b4055d63f15c","种植体系统-中央螺钉","M1.6×10.2","M1.6×10.2","钛合金","C0702041390200506126","C07020413902005061260000039",null,"申报企业自主确认为非招标产品、非中选产品或中选部件的附件（如覆盖螺丝、中央螺丝等）产品之一"]
["b8f8779b-490e-11ed-9447-b4055d63f15c","6b1b55cf-90ae-11ec-b3f8-90e2ba8d9d30","国械注准20173170013","种植体系统","北京大清西格科技有限公司","北京大清西格科技有限公司","ab882a74-490e-11ed-9447-b4055d63f15c","种植体系统-中央螺钉","M1.8×15.25","M1.8×15.25","钛合金","C0702041390200506126","C07020413902005061260000040",null,"申报企业自主确认为非招标产品、非中选产品或中选部件的附件（如覆盖螺丝、中央螺丝等）产品之一"]
["b8f88b59-490e-11ed-9447-b4055d63f15c","6b1b55cf-90ae-11ec-b3f8-90e2ba8d9d30","国械注准20173170013","种植体系统","北京大清西格科技有限公司","北京大清西格科技有限公司","ab882a74-490e-11ed-9447-b4055d63f15c","种植体系统-中央螺钉","M1.8×11.25","M1.8×11.25","钛合金","C0702041390200506126","C07020413902005061260000041",null,"申报企业自主确认为非招标产品、非中选产品或中选部件的附件（如覆盖螺丝、中央螺丝等）产品之一"]
["b8f8987e-490e-11ed-9447-b4055d63f15c","6b1b55cf-90ae-11ec-b3f8-90e2ba8d9d30","国械注准20173170013","种植体系统","北京大清西格科技有限公司","北京大清西格科技有限公司","ab882a74-490e-11ed-9447-b4055d63f15c","种植体系统-中央螺钉","M2.0×9.55","M2.0×9.55","钛合金","C0702041390200506126","C07020413902005061260000042",null,"申报企业自主确认为非招标产品、非中选产品或中选部件的附件（如覆盖螺丝、中央螺丝等）产品之一"]
["b8f89d3f-490e-11ed-9447-b4055d63f15c","6b1b55cf-90ae-11ec-b3f8-90e2ba8d9d30","国械注准20173170013","种植体系统","北京大清西格科技有限公司","北京大清西格科技有限公司","ab882a74-490e-11ed-9447-b4055d63f15c","种植体系统-中央螺钉","M1.6×11","M1.6×11","钛合金","C0702041390200506126","C07020413902005061260000043",null,"申报企业自主确认为非招标产品、非中选产品或中选部件的附件（如覆盖螺丝、中央螺丝等）产品之一"]
["b8f8a3c4-490e-11ed-9447-b4055d63f15c","6b1b55cf-90ae-11ec-b3f8-90e2ba8d9d30","国械注准20173170013","种植体系统","北京大清西格科技有限公司","北京大清西格科技有限公司","ab882a74-490e-11ed-9447-b4055d63f15c","种植体系统-中央螺钉","M1.8×9.2","M1.8×9.2","钛合金","C0702041390200506126","C07020413902005061260000044",null,"申报企业自主确认为非招标产品、非中选产品或中选部件的附件（如覆盖螺丝、中央螺丝等）产品之一"]
["b8f8b040-490e-11ed-9447-b4055d63f15c","6b1b55cf-90ae-11ec-b3f8-90e2ba8d9d30","国械注准20173170013","种植体系统","北京大清西格科技有限公司","北京大清西格科技有限公司","ab882a74-490e-11ed-9447-b4055d63f15c","种植体系统-中央螺钉","M1.6×14","M1.6×14","钛合金","C0702041390200506126","C07020413902005061260000045",null,"申报企业自主确认为非招标产品、非中选产品或中选部件的附件（如覆盖螺丝、中央螺丝等）产品之一"]
["b8f8b550-490e-11ed-9447-b4055d63f15c","6b1b55cf-90ae-11ec-b3f8-90e2ba8d9d30","国械注准20173170013","种植体系统","北京大清西格科技有限公司","北京大清西格科技有限公司","ab882a74-490e-11ed-9447-b4055d63f15c","种植体系统-中央螺钉","M2.0×10.55","M2.0×10.55","钛合金","C0702041390200506126","C07020413902005061260000046",null,"申报企业自主确认为非招标产品、非中选产品或中选部件的附件（如覆盖螺丝、中央螺丝等）产品之一"]
["b8f8b9db-490e-11ed-9447-b4055d63f15c","6b1b55cf-90ae-11ec-b3f8-90e2ba8d9d30","国械注准20173170013","种植体系统","北京大清西格科技有限公司","北京大清西格科技有限公司","ab882a74-490e-11ed-9447-b4055d63f15c","种植体系统-中央螺钉","M1.8×13.25","M1.8×13.25","钛合金","C0702041390200506126","C07020413902005061260000047",null,"申报企业自主确认为非招标产品、非中选产品或中选部件的附件（如覆盖螺丝、中央螺丝等）产品之一"]
["b8f8be5d-490e-11ed-9447-b4055d63f15c","6b1b55cf-90ae-11ec-b3f8-90e2ba8d9d30","国械注准20173170013","种植体系统","北京大清西格科技有限公司","北京大清西格科技有限公司","ab882a74-490e-11ed-9447-b4055d63f15c","种植体系统-中央螺钉","M1.8×12.25","M1.8×12.25","钛合金","C0702041390200506126","C07020413902005061260000048",null,"申报企业自主确认为非招标产品、非中选产品或中选部件的附件（如覆盖螺丝、中央螺丝等）产品之一"]
["b8f8c2b4-490e-11ed-9447-b4055d63f15c","6b1b55cf-90ae-11ec-b3f8-90e2ba8d9d30","国械注准20173170013","种植体系统","北京大清西格科技有限公司","北京大清西格科技有限公司","ab882a74-490e-11ed-9447-b4055d63f15c","种植体系统-中央螺钉","M1.6×9.2","M1.6×9.2","钛合金","C0702041390200506126","C07020413902005061260000049",null,"申报企业自主确认为非招标产品、非中选产品或中选部件的附件（如覆盖螺丝、中央螺丝等）产品之一"]
["b8f8dad0-490e-11ed-9447-b4055d63f15c","6b1b55cf-90ae-11ec-b3f8-90e2ba8d9d30","国械注准20173170013","种植体系统","北京大清西格科技有限公司","北京大清西格科技有限公司","ab882a74-490e-11ed-9447-b4055d63f15c","种植体系统-中央螺钉","M1.6×13","M1.6×13","钛合金","C0702041390200506126","C07020413902005061260000050",null,"申报企业自主确认为非招标产品、非中选产品或中选部件的附件（如覆盖螺丝、中央螺丝等）产品之一"]
["b8f8dfeb-490e-11ed-9447-b4055d63f15c","6b1b55cf-90ae-11ec-b3f8-90e2ba8d9d30","国械注准20173170013","种植体系统","北京大清西格科技有限公司","北京大清西格科技有限公司","ab882a74-490e-11ed-9447-b4055d63f15c","种植体系统-中央螺钉","M2.0×13.55","M2.0×13.55","钛合金","C0702041390200506126","C07020413902005061260000051",null,"申报企业自主确认为非招标产品、非中选产品或中选部件的附件（如覆盖螺丝、中央螺丝等）产品之一"]
["b8f8e45d-490e-11ed-9447-b4055d63f15c","6b1b55cf-90ae-11ec-b3f8-90e2ba8d9d30","国械注准20173170013","种植体系统","北京大清西格科技有限公司","北京大清西格科技有限公司","ab882a74-490e-11ed-9447-b4055d63f15c","种植体系统-中央螺钉","M1.8×10.2","M1.8×10.2","钛合金","C0702041390200506126","C07020413902005061260000052",null,"申报企业自主确认为非招标产品、非中选产品或中选部件的附件（如覆盖螺丝、中央螺丝等）产品之一"]
["b8f9031c-490e-11ed-9447-b4055d63f15c","6b1b55cf-90ae-11ec-b3f8-90e2ba8d9d30","国械注准20173170013","种植体系统","北京大清西格科技有限公司","北京大清西格科技有限公司","ab882a74-490e-11ed-9447-b4055d63f15c","种植体系统-中央螺钉","M2.0×14.55","M2.0×14.55","钛合金","C0702041390200506126","C07020413902005061260000053",null,"申报企业自主确认为非招标产品、非中选产品或中选部件的附件（如覆盖螺丝、中央螺丝等）产品之一"]
["b8f91884-490e-11ed-9447-b4055d63f15c","6b1b55cf-90ae-11ec-b3f8-90e2ba8d9d30","国械注准20173170013","种植体系统","北京大清西格科技有限公司","北京大清西格科技有限公司","ab882a74-490e-11ed-9447-b4055d63f15c","种植体系统-中央螺钉","M1.6×15","M1.6×15","钛合金","C0702041390200506126","C07020413902005061260000054",null,"申报企业自主确认为非招标产品、非中选产品或中选部件的附件（如覆盖螺丝、中央螺丝等）产品之一"]
["b8f9268d-490e-11ed-9447-b4055d63f15c","6b1b55cf-90ae-11ec-b3f8-90e2ba8d9d30","国械注准20173170013","种植体系统","北京大清西格科技有限公司","北京大清西格科技有限公司","ab882a74-490e-11ed-9447-b4055d63f15c","种植体系统-中央螺钉","M1.6×10","M1.6×10","钛合金","C0702041390200506126","C07020413902005061260000055",null,"申报企业自主确认为非招标产品、非中选产品或中选部件的附件（如覆盖螺丝、中央螺丝等）产品之一"]
["b8f93288-490e-11ed-9447-b4055d63f15c","6b1b55cf-90ae-11ec-b3f8-90e2ba8d9d30","国械注准20173170013","种植体系统","北京大清西格科技有限公司","北京大清西格科技有限公司","ab882a74-490e-11ed-9447-b4055d63f15c","种植体系统-中央螺钉","M1.8×14.25","M1.8×14.25","钛合金","C0702041390200506126","C07020413902005061260000056",null,"申报企业自主确认为非招标产品、非中选产品或中选部件的附件（如覆盖螺丝、中央螺丝等）产品之一"]
["b8f93772-490e-11ed-9447-b4055d63f15c","6b1b55cf-90ae-11ec-b3f8-90e2ba8d9d30","国械注准20173170013","种植体系统","北京大清西格科技有限公司","北京大清西格科技有限公司","ab882a74-490e-11ed-9447-b4055d63f15c","种植体系统-中央螺钉","M1.8×10.4","M1.8×10.4","钛合金","C0702041390200506126","C07020413902005061260000057",null,"申报企业自主确认为非招标产品、非中选产品或中选部件的附件（如覆盖螺丝、中央螺丝等）产品之一"]
["b8f93be3-490e-11ed-9447-b4055d63f15c","6b1b55cf-90ae-11ec-b3f8-90e2ba8d9d30","国械注准20173170013","种植体系统","北京大清西格科技有限公司","北京大清西格科技有限公司","ab882a74-490e-11ed-9447-b4055d63f15c","种植体系统-中央螺钉","M1.8×9.4","M1.8×9.4","钛合金","C0702041390200506126","C07020413902005061260000058",null,"申报企业自主确认为非招标产品、非中选产品或中选部件的附件（如覆盖螺丝、中央螺丝等）产品之一"]
["b8f94913-490e-11ed-9447-b4055d63f15c","6b1b55cf-90ae-11ec-b3f8-90e2ba8d9d30","国械注准20173170013","种植体系统","北京大清西格科技有限公司","北京大清西格科技有限公司","ab882a74-490e-11ed-9447-b4055d63f15c","种植体系统-中央螺钉","M1.6×9.4","M1.6×9.4","钛合金","C0702041390200506126","C07020413902005061260000059",null,"申报企业自主确认为非招标产品、非中选产品或中选部件的附件（如覆盖螺丝、中央螺丝等）产品之一"]
["b8f94de0-490e-11ed-9447-b4055d63f15c","6b1b55cf-90ae-11ec-b3f8-90e2ba8d9d30","国械注准20173170013","种植体系统","北京大清西格科技有限公司","北京大清西格科技有限公司","ab882a74-490e-11ed-9447-b4055d63f15c","种植体系统-中央螺钉","M1.8×9.25","M1.8×9.25","钛合金","C0702041390200506126","C07020413902005061260000060",null,"申报企业自主确认为非招标产品、非中选产品或中选部件的附件（如覆盖螺丝、中央螺丝等）产品之一"]
["0fcb9244-c476-11ec-a4e1-90e2ba8d9d30","6b1b55cf-90ae-11ec-b3f8-90e2ba8d9d30","国械注准20173170013","种植体系统","北京大清西格科技有限公司","北京大清西格科技有限公司","f7152e3b-c475-11ec-a4e1-90e2ba8d9d30","种植体系统-盖帽螺丝","Φ3.4×2.0×8.1M","Φ3.4×2.0×8.1M","钛合金","C0702041390200106126","C07020413902001061260000005",null,"申报企业自主确认为非招标产品、非中选产品或中选部件的附件（如覆盖螺丝、中央螺丝等）产品之一"]
["0fcc0e4c-c476-11ec-a4e1-90e2ba8d9d30","6b1b55cf-90ae-11ec-b3f8-90e2ba8d9d30","国械注准20173170013","种植体系统","北京大清西格科技有限公司","北京大清西格科技有限公司","f7152e3b-c475-11ec-a4e1-90e2ba8d9d30","种植体系统-盖帽螺丝","Φ3.6×2.0×8.35R","Φ3.6×2.0×8.35R","钛合金","C0702041390200106126","C07020413902001061260000006",null,"申报企业自主确认为非招标产品、非中选产品或中选部件的附件（如覆盖螺丝、中央螺丝等）产品之一"]
["0fcc2a18-c476-11ec-a4e1-90e2ba8d9d30","6b1b55cf-90ae-11ec-b3f8-90e2ba8d9d30","国械注准20173170013","种植体系统","北京大清西格科技有限公司","北京大清西格科技有限公司","f7152e3b-c475-11ec-a4e1-90e2ba8d9d30","种植体系统-盖帽螺丝","Φ3.4×0.4×6.5M","Φ3.4×0.4×6.5M","钛合金","C0702041390200106126","C07020413902001061260000007",null,"申报企业自主确认为非招标产品、非中选产品或中选部件的附件（如覆盖螺丝、中央螺丝等）产品之一"]
["0fcc35fa-c476-11ec-a4e1-90e2ba8d9d30","6b1b55cf-90ae-11ec-b3f8-90e2ba8d9d30","国械注准20173170013","种植体系统","北京大清西格科技有限公司","北京大清西格科技有限公司","f7152e3b-c475-11ec-a4e1-90e2ba8d9d30","种植体系统-盖帽螺丝","Φ3.6×0.4×6.75R","Φ3.6×0.4×6.75R","钛合金","C0702041390200106126","C07020413902001061260000008",null,"申报企业自主确认为非招标产品、非中选产品或中选部件的附件（如覆盖螺丝、中央螺丝等）产品之一"]
["06c15542-a13e-11ed-9447-b4055d63f15c","1a7b4fe7-b709-11ec-a4e1-90e2ba8d9d30","京昌械备20220030号","转移帽","北京大清西格科技有限公司","北京大清西格科技有限公司","6e619bda-dfd0-11ec-9447-b4055d63f15c","转移帽","DAH-中央螺栓DAH2080CS","DAH-中央螺栓DAH2080CS","包含注册证下相关配件所有材质","C0702041390200206126","C07020413902002061260000612",null,"申报企业自主确认为非招标产品、非中选产品或中选部件的附件（如覆盖螺丝、中央螺丝等）产品之一"]
["5e54d7db-21eb-11ed-9447-b4055d63f15c","1a7b4fe7-b709-11ec-a4e1-90e2ba8d9d30","京昌械备20220030号","转移帽","北京大清西格科技有限公司","北京大清西格科技有限公司","6e619bda-dfd0-11ec-9447-b4055d63f15c","转移帽","闭窗式TL转移帽-定位柱QBITP3519ST","闭窗式TL转移帽-定位柱QBITP3519ST","包含注册证下相关配件所有材质","C0702041390200206126","C07020413902002061260000310",null,"申报企业自主确认为非招标产品、非中选产品或中选部件的附件（如覆盖螺丝、中央螺丝等）产品之一"]
["661c3f5c-21f5-11ed-9447-b4055d63f15c","1a7b4fe7-b709-11ec-a4e1-90e2ba8d9d30","京昌械备20220030号","转移帽","北京大清西格科技有限公司","北京大清西格科技有限公司","6e619bda-dfd0-11ec-9447-b4055d63f15c","转移帽","开窗式转移帽-中央螺栓:QBIPP3521ST","开窗式转移帽-中央螺栓:QBIPP3521ST","包含注册证下相关配件所有材质","C0702041390200206126","C07020413902002061260000324",null,"申报企业自主确认为非招标产品、非中选产品或中选部件的附件（如覆盖螺丝、中央螺丝等）产品之一"]
["661ff13c-21f5-11ed-9447-b4055d63f15c","1a7b4fe7-b709-11ec-a4e1-90e2ba8d9d30","京昌械备20220030号","转移帽","北京大清西格科技有限公司","北京大清西格科技有限公司","6e619bda-dfd0-11ec-9447-b4055d63f15c","转移帽","开窗式转移帽-中央螺栓:QBIPP3526LT","开窗式转移帽-中央螺栓:QBIPP3526LT","包含注册证下相关配件所有材质","C0702041390200206126","C07020413902002061260000349",null,"申报企业自主确认为非招标产品、非中选产品或中选部件的附件（如覆盖螺丝、中央螺丝等）产品之一"]
["66204812-21f5-11ed-9447-b4055d63f15c","1a7b4fe7-b709-11ec-a4e1-90e2ba8d9d30","京昌械备20220030号","转移帽","北京大清西格科技有限公司","北京大清西格科技有限公司","6e619bda-dfd0-11ec-9447-b4055d63f15c","转移帽","开窗式转移帽-中央螺栓:QBIPP4526LT","开窗式转移帽-中央螺栓:QBIPP4526LT","包含注册证下相关配件所有材质","C0702041390200206126","C07020413902002061260000354",null,"申报企业自主确认为非招标产品、非中选产品或中选部件的附件（如覆盖螺丝、中央螺丝等）产品之一"]
["6621f20e-21f5-11ed-9447-b4055d63f15c","1a7b4fe7-b709-11ec-a4e1-90e2ba8d9d30","京昌械备20220030号","转移帽","北京大清西格科技有限公司","北京大清西格科技有限公司","6e619bda-dfd0-11ec-9447-b4055d63f15c","转移帽","DIS-中央螺栓DIS25160","DIS-中央螺栓DIS25160","包含注册证下相关配件所有材质","C0702041390200206126","C07020413902002061260000388",null,"申报企业自主确认为非招标产品、非中选产品或中选部件的附件（如覆盖螺丝、中央螺丝等）产品之一"]
["66254c5f-21f5-11ed-9447-b4055d63f15c","1a7b4fe7-b709-11ec-a4e1-90e2ba8d9d30","京昌械备20220030号","转移帽","北京大清西格科技有限公司","北京大清西格科技有限公司","6e619bda-dfd0-11ec-9447-b4055d63f15c","转移帽","开窗式转移帽-中央螺栓:\nQBIPP4522ST","开窗式转移帽-中央螺栓:\nQBIPP4522ST","包含注册证下相关配件所有材质","C0702041390200206126","C07020413902002061260000456",null,"申报企业自主确认为非招标产品、非中选产品或中选部件的附件（如覆盖螺丝、中央螺丝等）产品之一"]
["7b873863-21ee-11ed-9447-b4055d63f15c","1a7b4fe7-b709-11ec-a4e1-90e2ba8d9d30","京昌械备20220030号","转移帽","北京大清西格科技有限公司","北京大清西格科技有限公司","6e619bda-dfd0-11ec-9447-b4055d63f15c","转移帽","DIS-印模帽DIS5533M","DIS-印模帽DIS5533M","包含注册证下相关配件所有材质","C0702041390200206126","C07020413902002061260000468",null,"申报企业自主确认为非招标产品、非中选产品或中选部件的附件（如覆盖螺丝、中央螺丝等）产品之一"]
["7b87755f-21ee-11ed-9447-b4055d63f15c","1a7b4fe7-b709-11ec-a4e1-90e2ba8d9d30","京昌械备20220030号","转移帽","北京大清西格科技有限公司","北京大清西格科技有限公司","6e619bda-dfd0-11ec-9447-b4055d63f15c","转移帽","DIS-中央螺栓DIS21080","DIS-中央螺栓DIS21080","包含注册证下相关配件所有材质","C0702041390200206126","C07020413902002061260000469",null,"申报企业自主确认为非招标产品、非中选产品或中选部件的附件（如覆盖螺丝、中央螺丝等）产品之一"]
["7b87a4ab-21ee-11ed-9447-b4055d63f15c","1a7b4fe7-b709-11ec-a4e1-90e2ba8d9d30","京昌械备20220030号","转移帽","北京大清西格科技有限公司","北京大清西格科技有限公司","6e619bda-dfd0-11ec-9447-b4055d63f15c","转移帽","DIS-印模帽DIS4533M","DIS-印模帽DIS4533M","包含注册证下相关配件所有材质","C0702041390200206126","C07020413902002061260000471",null,"申报企业自主确认为非招标产品、非中选产品或中选部件的附件（如覆盖螺丝、中央螺丝等）产品之一"]
["7b87df18-21ee-11ed-9447-b4055d63f15c","1a7b4fe7-b709-11ec-a4e1-90e2ba8d9d30","京昌械备20220030号","转移帽","北京大清西格科技有限公司","北京大清西格科技有限公司","6e619bda-dfd0-11ec-9447-b4055d63f15c","转移帽","DIS-中央螺栓DIS23150","DIS-中央螺栓DIS23150","包含注册证下相关配件所有材质","C0702041390200206126","C07020413902002061260000474",null,"申报企业自主确认为非招标产品、非中选产品或中选部件的附件（如覆盖螺丝、中央螺丝等）产品之一"]
["7b87fb98-21ee-11ed-9447-b4055d63f15c","1a7b4fe7-b709-11ec-a4e1-90e2ba8d9d30","京昌械备20220030号","转移帽","北京大清西格科技有限公司","北京大清西格科技有限公司","6e619bda-dfd0-11ec-9447-b4055d63f15c","转移帽","DIS-中央螺栓DIS25130","DIS-中央螺栓DIS25130","包含注册证下相关配件所有材质","C0702041390200206126","C07020413902002061260000475",null,"申报企业自主确认为非招标产品、非中选产品或中选部件的附件（如覆盖螺丝、中央螺丝等）产品之一"]
["7b88633b-21ee-11ed-9447-b4055d63f15c","1a7b4fe7-b709-11ec-a4e1-90e2ba8d9d30","京昌械备20220030号","转移帽","北京大清西格科技有限公司","北京大清西格科技有限公司","6e619bda-dfd0-11ec-9447-b4055d63f15c","转移帽","DIS-中央螺栓DIS21150","DIS-中央螺栓DIS21150","包含注册证下相关配件所有材质","C0702041390200206126","C07020413902002061260000476",null,"申报企业自主确认为非招标产品、非中选产品或中选部件的附件（如覆盖螺丝、中央螺丝等）产品之一"]
["7b889cc0-21ee-11ed-9447-b4055d63f15c","1a7b4fe7-b709-11ec-a4e1-90e2ba8d9d30","京昌械备20220030号","转移帽","北京大清西格科技有限公司","北京大清西格科技有限公司","6e619bda-dfd0-11ec-9447-b4055d63f15c","转移帽","闭窗式TL转移帽-定位柱QBITP4523LT","闭窗式TL转移帽-定位柱QBITP4523LT","包含注册证下相关配件所有材质","C0702041390200206126","C07020413902002061260000478",null,"申报企业自主确认为非招标产品、非中选产品或中选部件的附件（如覆盖螺丝、中央螺丝等）产品之一"]
["7b88b4b0-21ee-11ed-9447-b4055d63f15c","1a7b4fe7-b709-11ec-a4e1-90e2ba8d9d30","京昌械备20220030号","转移帽","北京大清西格科技有限公司","北京大清西格科技有限公司","6e619bda-dfd0-11ec-9447-b4055d63f15c","转移帽","DIS-印模帽DIS7575M","DIS-印模帽DIS7575M","包含注册证下相关配件所有材质","C0702041390200206126","C07020413902002061260000479",null,"申报企业自主确认为非招标产品、非中选产品或中选部件的附件（如覆盖螺丝、中央螺丝等）产品之一"]
["7b88bd2c-21ee-11ed-9447-b4055d63f15c","1a7b4fe7-b709-11ec-a4e1-90e2ba8d9d30","京昌械备20220030号","转移帽","北京大清西格科技有限公司","北京大清西格科技有限公司","6e619bda-dfd0-11ec-9447-b4055d63f15c","转移帽","DIS-中央螺栓DIS21100","DIS-中央螺栓DIS21100","包含注册证下相关配件所有材质","C0702041390200206126","C07020413902002061260000481",null,"申报企业自主确认为非招标产品、非中选产品或中选部件的附件（如覆盖螺丝、中央螺丝等）产品之一"]
["7b88d164-21ee-11ed-9447-b4055d63f15c","1a7b4fe7-b709-11ec-a4e1-90e2ba8d9d30","京昌械备20220030号","转移帽","北京大清西格科技有限公司","北京大清西格科技有限公司","6e619bda-dfd0-11ec-9447-b4055d63f15c","转移帽","DIS-印模帽DIS7075M","DIS-印模帽DIS7075M","包含注册证下相关配件所有材质","C0702041390200206126","C07020413902002061260000482",null,"申报企业自主确认为非招标产品、非中选产品或中选部件的附件（如覆盖螺丝、中央螺丝等）产品之一"]
["7b88ec2a-21ee-11ed-9447-b4055d63f15c","1a7b4fe7-b709-11ec-a4e1-90e2ba8d9d30","京昌械备20220030号","转移帽","北京大清西格科技有限公司","北京大清西格科技有限公司","6e619bda-dfd0-11ec-9447-b4055d63f15c","转移帽","闭窗式TL转移帽-定位柱QBITP4519S","闭窗式TL转移帽-定位柱QBITP4519S","包含注册证下相关配件所有材质","C0702041390200206126","C07020413902002061260000483",null,"申报企业自主确认为非招标产品、非中选产品或中选部件的附件（如覆盖螺丝、中央螺丝等）产品之一"]
["7b88ffbe-21ee-11ed-9447-b4055d63f15c","1a7b4fe7-b709-11ec-a4e1-90e2ba8d9d30","京昌械备20220030号","转移帽","北京大清西格科技有限公司","北京大清西格科技有限公司","6e619bda-dfd0-11ec-9447-b4055d63f15c","转移帽","DAH-中央螺栓DAH2050CS","DAH-中央螺栓DAH2050CS","包含注册证下相关配件所有材质","C0702041390200206126","C07020413902002061260000486",null,"申报企业自主确认为非招标产品、非中选产品或中选部件的附件（如覆盖螺丝、中央螺丝等）产品之一"]
["7b892b27-21ee-11ed-9447-b4055d63f15c","1a7b4fe7-b709-11ec-a4e1-90e2ba8d9d30","京昌械备20220030号","转移帽","北京大清西格科技有限公司","北京大清西格科技有限公司","6e619bda-dfd0-11ec-9447-b4055d63f15c","转移帽","DIS-中央螺栓DIS23120","DIS-中央螺栓DIS23120","包含注册证下相关配件所有材质","C0702041390200206126","C07020413902002061260000489",null,"申报企业自主确认为非招标产品、非中选产品或中选部件的附件（如覆盖螺丝、中央螺丝等）产品之一"]
["7b89d41b-21ee-11ed-9447-b4055d63f15c","1a7b4fe7-b709-11ec-a4e1-90e2ba8d9d30","京昌械备20220030号","转移帽","北京大清西格科技有限公司","北京大清西格科技有限公司","6e619bda-dfd0-11ec-9447-b4055d63f15c","转移帽","DIS-中央螺栓DIS23151M16","DIS-中央螺栓DIS23151M16","包含注册证下相关配件所有材质","C0702041390200206126","C07020413902002061260000490",null,"申报企业自主确认为非招标产品、非中选产品或中选部件的附件（如覆盖螺丝、中央螺丝等）产品之一"]
["7b89ed2f-21ee-11ed-9447-b4055d63f15c","1a7b4fe7-b709-11ec-a4e1-90e2ba8d9d30","京昌械备20220030号","转移帽","北京大清西格科技有限公司","北京大清西格科技有限公司","6e619bda-dfd0-11ec-9447-b4055d63f15c","转移帽","DIS-印模帽DIS50130M","DIS-印模帽DIS50130M","包含注册证下相关配件所有材质","C0702041390200206126","C07020413902002061260000491",null,"申报企业自主确认为非招标产品、非中选产品或中选部件的附件（如覆盖螺丝、中央螺丝等）产品之一"]
["7b8a03f4-21ee-11ed-9447-b4055d63f15c","1a7b4fe7-b709-11ec-a4e1-90e2ba8d9d30","京昌械备20220030号","转移帽","北京大清西格科技有限公司","北京大清西格科技有限公司","6e619bda-dfd0-11ec-9447-b4055d63f15c","转移帽","DIS-中央螺栓DIS23160M16K","DIS-中央螺栓DIS23160M16K","包含注册证下相关配件所有材质","C0702041390200206126","C07020413902002061260000493",null,"申报企业自主确认为非招标产品、非中选产品或中选部件的附件（如覆盖螺丝、中央螺丝等）产品之一"]
["7b8a1682-21ee-11ed-9447-b4055d63f15c","1a7b4fe7-b709-11ec-a4e1-90e2ba8d9d30","京昌械备20220030号","转移帽","北京大清西格科技有限公司","北京大清西格科技有限公司","6e619bda-dfd0-11ec-9447-b4055d63f15c","转移帽","DIS-中央螺栓DIS19120","DIS-中央螺栓DIS19120","包含注册证下相关配件所有材质","C0702041390200206126","C07020413902002061260000494",null,"申报企业自主确认为非招标产品、非中选产品或中选部件的附件（如覆盖螺丝、中央螺丝等）产品之一"]
["7b8c6768-21ee-11ed-9447-b4055d63f15c","1a7b4fe7-b709-11ec-a4e1-90e2ba8d9d30","京昌械备20220030号","转移帽","北京大清西格科技有限公司","北京大清西格科技有限公司","6e619bda-dfd0-11ec-9447-b4055d63f15c","转移帽","DIS-中央螺栓DIS23148M16N","DIS-中央螺栓DIS23148M16N","包含注册证下相关配件所有材质","C0702041390200206126","C07020413902002061260000495",null,"申报企业自主确认为非招标产品、非中选产品或中选部件的附件（如覆盖螺丝、中央螺丝等）产品之一"]
["7b8c7328-21ee-11ed-9447-b4055d63f15c","1a7b4fe7-b709-11ec-a4e1-90e2ba8d9d30","京昌械备20220030号","转移帽","北京大清西格科技有限公司","北京大清西格科技有限公司","6e619bda-dfd0-11ec-9447-b4055d63f15c","转移帽","DIS-印模帽DIS45130M","DIS-印模帽DIS45130M","包含注册证下相关配件所有材质","C0702041390200206126","C07020413902002061260000496",null,"申报企业自主确认为非招标产品、非中选产品或中选部件的附件（如覆盖螺丝、中央螺丝等）产品之一"]
["7b8c9720-21ee-11ed-9447-b4055d63f15c","1a7b4fe7-b709-11ec-a4e1-90e2ba8d9d30","京昌械备20220030号","转移帽","北京大清西格科技有限公司","北京大清西格科技有限公司","6e619bda-dfd0-11ec-9447-b4055d63f15c","转移帽","DIS-印模帽DIS5575M","DIS-印模帽DIS5575M","包含注册证下相关配件所有材质","C0702041390200206126","C07020413902002061260000498",null,"申报企业自主确认为非招标产品、非中选产品或中选部件的附件（如覆盖螺丝、中央螺丝等）产品之一"]
["7b8c9b34-21ee-11ed-9447-b4055d63f15c","1a7b4fe7-b709-11ec-a4e1-90e2ba8d9d30","京昌械备20220030号","转移帽","北京大清西格科技有限公司","北京大清西格科技有限公司","6e619bda-dfd0-11ec-9447-b4055d63f15c","转移帽","DAH-中央螺栓DAH2035CS","DAH-中央螺栓DAH2035CS","包含注册证下相关配件所有材质","C0702041390200206126","C07020413902002061260000499",null,"申报企业自主确认为非招标产品、非中选产品或中选部件的附件（如覆盖螺丝、中央螺丝等）产品之一"]
["7b8cc2f8-21ee-11ed-9447-b4055d63f15c","1a7b4fe7-b709-11ec-a4e1-90e2ba8d9d30","京昌械备20220030号","转移帽","北京大清西格科技有限公司","北京大清西格科技有限公司","6e619bda-dfd0-11ec-9447-b4055d63f15c","转移帽","DIS-印模帽DIS8075M","DIS-印模帽DIS8075M","包含注册证下相关配件所有材质","C0702041390200206126","C07020413902002061260000502",null,"申报企业自主确认为非招标产品、非中选产品或中选部件的附件（如覆盖螺丝、中央螺丝等）产品之一"]
["7b8ccafd-21ee-11ed-9447-b4055d63f15c","1a7b4fe7-b709-11ec-a4e1-90e2ba8d9d30","京昌械备20220030号","转移帽","北京大清西格科技有限公司","北京大清西格科技有限公司","6e619bda-dfd0-11ec-9447-b4055d63f15c","转移帽","DIS-中央螺栓DIS19140","DIS-中央螺栓DIS19140","包含注册证下相关配件所有材质","C0702041390200206126","C07020413902002061260000503",null,"申报企业自主确认为非招标产品、非中选产品或中选部件的附件（如覆盖螺丝、中央螺丝等）产品之一"]
["7b8cdaae-21ee-11ed-9447-b4055d63f15c","1a7b4fe7-b709-11ec-a4e1-90e2ba8d9d30","京昌械备20220030号","转移帽","北京大清西格科技有限公司","北京大清西格科技有限公司","6e619bda-dfd0-11ec-9447-b4055d63f15c","转移帽","DIS-印模帽DIS3575M","DIS-印模帽DIS3575M","包含注册证下相关配件所有材质","C0702041390200206126","C07020413902002061260000504",null,"申报企业自主确认为非招标产品、非中选产品或中选部件的附件（如覆盖螺丝、中央螺丝等）产品之一"]
["7b8cef42-21ee-11ed-9447-b4055d63f15c","1a7b4fe7-b709-11ec-a4e1-90e2ba8d9d30","京昌械备20220030号","转移帽","北京大清西格科技有限公司","北京大清西格科技有限公司","6e619bda-dfd0-11ec-9447-b4055d63f15c","转移帽","DAH-中央螺栓DAH2065CS","DAH-中央螺栓DAH2065CS","包含注册证下相关配件所有材质","C0702041390200206126","C07020413902002061260000505",null,"申报企业自主确认为非招标产品、非中选产品或中选部件的附件（如覆盖螺丝、中央螺丝等）产品之一"]
["7b8d2a2e-21ee-11ed-9447-b4055d63f15c","1a7b4fe7-b709-11ec-a4e1-90e2ba8d9d30","京昌械备20220030号","转移帽","北京大清西格科技有限公司","北京大清西格科技有限公司","6e619bda-dfd0-11ec-9447-b4055d63f15c","转移帽","DIS-中央螺栓DIS21140","DIS-中央螺栓DIS21140","包含注册证下相关配件所有材质","C0702041390200206126","C07020413902002061260000508",null,"申报企业自主确认为非招标产品、非中选产品或中选部件的附件（如覆盖螺丝、中央螺丝等）产品之一"]
["7b8d3a11-21ee-11ed-9447-b4055d63f15c","1a7b4fe7-b709-11ec-a4e1-90e2ba8d9d30","京昌械备20220030号","转移帽","北京大清西格科技有限公司","北京大清西格科技有限公司","6e619bda-dfd0-11ec-9447-b4055d63f15c","转移帽","DIS-中央螺栓DIS23108M16N","DIS-中央螺栓DIS23108M16N","包含注册证下相关配件所有材质","C0702041390200206126","C07020413902002061260000509",null,"申报企业自主确认为非招标产品、非中选产品或中选部件的附件（如覆盖螺丝、中央螺丝等）产品之一"]
["7b8d780f-21ee-11ed-9447-b4055d63f15c","1a7b4fe7-b709-11ec-a4e1-90e2ba8d9d30","京昌械备20220030号","转移帽","北京大清西格科技有限公司","北京大清西格科技有限公司","6e619bda-dfd0-11ec-9447-b4055d63f15c","转移帽","DIS-印模帽DIS6533M","DIS-印模帽DIS6533M","包含注册证下相关配件所有材质","C0702041390200206126","C07020413902002061260000511",null,"申报企业自主确认为非招标产品、非中选产品或中选部件的附件（如覆盖螺丝、中央螺丝等）产品之一"]
["7b8d8e7f-21ee-11ed-9447-b4055d63f15c","1a7b4fe7-b709-11ec-a4e1-90e2ba8d9d30","京昌械备20220030号","转移帽","北京大清西格科技有限公司","北京大清西格科技有限公司","6e619bda-dfd0-11ec-9447-b4055d63f15c","转移帽","DIS-中央螺栓DIS19130","DIS-中央螺栓DIS19130","包含注册证下相关配件所有材质","C0702041390200206126","C07020413902002061260000512",null,"申报企业自主确认为非招标产品、非中选产品或中选部件的附件（如覆盖螺丝、中央螺丝等）产品之一"]
["7b8dd0d0-21ee-11ed-9447-b4055d63f15c","1a7b4fe7-b709-11ec-a4e1-90e2ba8d9d30","京昌械备20220030号","转移帽","北京大清西格科技有限公司","北京大清西格科技有限公司","6e619bda-dfd0-11ec-9447-b4055d63f15c","转移帽","DIS-印模帽DIS80130M","DIS-印模帽DIS80130M","包含注册证下相关配件所有材质","C0702041390200206126","C07020413902002061260000513",null,"申报企业自主确认为非招标产品、非中选产品或中选部件的附件（如覆盖螺丝、中央螺丝等）产品之一"]
["7b8e0804-21ee-11ed-9447-b4055d63f15c","1a7b4fe7-b709-11ec-a4e1-90e2ba8d9d30","京昌械备20220030号","转移帽","北京大清西格科技有限公司","北京大清西格科技有限公司","6e619bda-dfd0-11ec-9447-b4055d63f15c","转移帽","DIS-中央螺栓DIS23152M18","DIS-中央螺栓DIS23152M18","包含注册证下相关配件所有材质","C0702041390200206126","C07020413902002061260000514",null,"申报企业自主确认为非招标产品、非中选产品或中选部件的附件（如覆盖螺丝、中央螺丝等）产品之一"]
["7b8e356f-21ee-11ed-9447-b4055d63f15c","1a7b4fe7-b709-11ec-a4e1-90e2ba8d9d30","京昌械备20220030号","转移帽","北京大清西格科技有限公司","北京大清西格科技有限公司","6e619bda-dfd0-11ec-9447-b4055d63f15c","转移帽","DIS-中央螺栓DIS23131M16","DIS-中央螺栓DIS23131M16","包含注册证下相关配件所有材质","C0702041390200206126","C07020413902002061260000516",null,"申报企业自主确认为非招标产品、非中选产品或中选部件的附件（如覆盖螺丝、中央螺丝等）产品之一"]
["7b8e56e2-21ee-11ed-9447-b4055d63f15c","1a7b4fe7-b709-11ec-a4e1-90e2ba8d9d30","京昌械备20220030号","转移帽","北京大清西格科技有限公司","北京大清西格科技有限公司","6e619bda-dfd0-11ec-9447-b4055d63f15c","转移帽","DIS-中央螺栓DIS231111M16","DIS-中央螺栓DIS231111M16","包含注册证下相关配件所有材质","C0702041390200206126","C07020413902002061260000517",null,"申报企业自主确认为非招标产品、非中选产品或中选部件的附件（如覆盖螺丝、中央螺丝等）产品之一"]
["7b8e6bc3-21ee-11ed-9447-b4055d63f15c","1a7b4fe7-b709-11ec-a4e1-90e2ba8d9d30","京昌械备20220030号","转移帽","北京大清西格科技有限公司","北京大清西格科技有限公司","6e619bda-dfd0-11ec-9447-b4055d63f15c","转移帽","DIS-中央螺栓DIS19150","DIS-中央螺栓DIS19150","包含注册证下相关配件所有材质","C0702041390200206126","C07020413902002061260000518",null,"申报企业自主确认为非招标产品、非中选产品或中选部件的附件（如覆盖螺丝、中央螺丝等）产品之一"]
["7b8e7f5c-21ee-11ed-9447-b4055d63f15c","1a7b4fe7-b709-11ec-a4e1-90e2ba8d9d30","京昌械备20220030号","转移帽","北京大清西格科技有限公司","北京大清西格科技有限公司","6e619bda-dfd0-11ec-9447-b4055d63f15c","转移帽","闭窗式TL转移帽-定位柱QBITP3523LT","闭窗式TL转移帽-定位柱QBITP3523LT","包含注册证下相关配件所有材质","C0702041390200206126","C07020413902002061260000519",null,"申报企业自主确认为非招标产品、非中选产品或中选部件的附件（如覆盖螺丝、中央螺丝等）产品之一"]
["7b8e8b8f-21ee-11ed-9447-b4055d63f15c","1a7b4fe7-b709-11ec-a4e1-90e2ba8d9d30","京昌械备20220030号","转移帽","北京大清西格科技有限公司","北京大清西格科技有限公司","6e619bda-dfd0-11ec-9447-b4055d63f15c","转移帽","DIS-中央螺栓DIS19080","DIS-中央螺栓DIS19080","包含注册证下相关配件所有材质","C0702041390200206126","C07020413902002061260000520",null,"申报企业自主确认为非招标产品、非中选产品或中选部件的附件（如覆盖螺丝、中央螺丝等）产品之一"]
["7b8ea7d4-21ee-11ed-9447-b4055d63f15c","1a7b4fe7-b709-11ec-a4e1-90e2ba8d9d30","京昌械备20220030号","转移帽","北京大清西格科技有限公司","北京大清西格科技有限公司","6e619bda-dfd0-11ec-9447-b4055d63f15c","转移帽","DIS-中央螺栓DIS25140","DIS-中央螺栓DIS25140","包含注册证下相关配件所有材质","C0702041390200206126","C07020413902002061260000521",null,"申报企业自主确认为非招标产品、非中选产品或中选部件的附件（如覆盖螺丝、中央螺丝等）产品之一"]
["7b8efdd4-21ee-11ed-9447-b4055d63f15c","1a7b4fe7-b709-11ec-a4e1-90e2ba8d9d30","京昌械备20220030号","转移帽","北京大清西格科技有限公司","北京大清西格科技有限公司","6e619bda-dfd0-11ec-9447-b4055d63f15c","转移帽","DIS-中央螺栓DIS23160","DIS-中央螺栓DIS23160","包含注册证下相关配件所有材质","C0702041390200206126","C07020413902002061260000523",null,"申报企业自主确认为非招标产品、非中选产品或中选部件的附件（如覆盖螺丝、中央螺丝等）产品之一"]
["7b8f186f-21ee-11ed-9447-b4055d63f15c","1a7b4fe7-b709-11ec-a4e1-90e2ba8d9d30","京昌械备20220030号","转移帽","北京大清西格科技有限公司","北京大清西格科技有限公司","6e619bda-dfd0-11ec-9447-b4055d63f15c","转移帽","DIS-中央螺栓DIS23135M16S","DIS-中央螺栓DIS23135M16S","包含注册证下相关配件所有材质","C0702041390200206126","C07020413902002061260000524",null,"申报企业自主确认为非招标产品、非中选产品或中选部件的附件（如覆盖螺丝、中央螺丝等）产品之一"]
["7b8f453b-21ee-11ed-9447-b4055d63f15c","1a7b4fe7-b709-11ec-a4e1-90e2ba8d9d30","京昌械备20220030号","转移帽","北京大清西格科技有限公司","北京大清西格科技有限公司","6e619bda-dfd0-11ec-9447-b4055d63f15c","转移帽","DIS-中央螺栓DIS19110","DIS-中央螺栓DIS19110","包含注册证下相关配件所有材质","C0702041390200206126","C07020413902002061260000526",null,"申报企业自主确认为非招标产品、非中选产品或中选部件的附件（如覆盖螺丝、中央螺丝等）产品之一"]
["7b8f7bba-21ee-11ed-9447-b4055d63f15c","1a7b4fe7-b709-11ec-a4e1-90e2ba8d9d30","京昌械备20220030号","转移帽","北京大清西格科技有限公司","北京大清西格科技有限公司","6e619bda-dfd0-11ec-9447-b4055d63f15c","转移帽","DIS-印模帽DIS4033M","DIS-印模帽DIS4033M","包含注册证下相关配件所有材质","C0702041390200206126","C07020413902002061260000527",null,"申报企业自主确认为非招标产品、非中选产品或中选部件的附件（如覆盖螺丝、中央螺丝等）产品之一"]
["7b8f8a66-21ee-11ed-9447-b4055d63f15c","1a7b4fe7-b709-11ec-a4e1-90e2ba8d9d30","京昌械备20220030号","转移帽","北京大清西格科技有限公司","北京大清西格科技有限公司","6e619bda-dfd0-11ec-9447-b4055d63f15c","转移帽","DIS-中央螺栓DIS25100","DIS-中央螺栓DIS25100","包含注册证下相关配件所有材质","C0702041390200206126","C07020413902002061260000528",null,"申报企业自主确认为非招标产品、非中选产品或中选部件的附件（如覆盖螺丝、中央螺丝等）产品之一"]
["7b8f9acf-21ee-11ed-9447-b4055d63f15c","1a7b4fe7-b709-11ec-a4e1-90e2ba8d9d30","京昌械备20220030号","转移帽","北京大清西格科技有限公司","北京大清西格科技有限公司","6e619bda-dfd0-11ec-9447-b4055d63f15c","转移帽","DIS-印模帽DIS75130M","DIS-印模帽DIS75130M","包含注册证下相关配件所有材质","C0702041390200206126","C07020413902002061260000529",null,"申报企业自主确认为非招标产品、非中选产品或中选部件的附件（如覆盖螺丝、中央螺丝等）产品之一"]
["7b8fa364-21ee-11ed-9447-b4055d63f15c","1a7b4fe7-b709-11ec-a4e1-90e2ba8d9d30","京昌械备20220030号","转移帽","北京大清西格科技有限公司","北京大清西格科技有限公司","6e619bda-dfd0-11ec-9447-b4055d63f15c","转移帽","DIS-印模帽DIS7033M","DIS-印模帽DIS7033M","包含注册证下相关配件所有材质","C0702041390200206126","C07020413902002061260000530",null,"申报企业自主确认为非招标产品、非中选产品或中选部件的附件（如覆盖螺丝、中央螺丝等）产品之一"]
["7b8fe41b-21ee-11ed-9447-b4055d63f15c","1a7b4fe7-b709-11ec-a4e1-90e2ba8d9d30","京昌械备20220030号","转移帽","北京大清西格科技有限公司","北京大清西格科技有限公司","6e619bda-dfd0-11ec-9447-b4055d63f15c","转移帽","闭窗式TL转移帽-定位柱QBITP4523L","闭窗式TL转移帽-定位柱QBITP4523L","包含注册证下相关配件所有材质","C0702041390200206126","C07020413902002061260000534",null,"申报企业自主确认为非招标产品、非中选产品或中选部件的附件（如覆盖螺丝、中央螺丝等）产品之一"]
["7b901ab7-21ee-11ed-9447-b4055d63f15c","1a7b4fe7-b709-11ec-a4e1-90e2ba8d9d30","京昌械备20220030号","转移帽","北京大清西格科技有限公司","北京大清西格科技有限公司","6e619bda-dfd0-11ec-9447-b4055d63f15c","转移帽","DIS-中央螺栓DIS23120M16K","DIS-中央螺栓DIS23120M16K","包含注册证下相关配件所有材质","C0702041390200206126","C07020413902002061260000536",null,"申报企业自主确认为非招标产品、非中选产品或中选部件的附件（如覆盖螺丝、中央螺丝等）产品之一"]
["7b902b90-21ee-11ed-9447-b4055d63f15c","1a7b4fe7-b709-11ec-a4e1-90e2ba8d9d30","京昌械备20220030号","转移帽","北京大清西格科技有限公司","北京大清西格科技有限公司","6e619bda-dfd0-11ec-9447-b4055d63f15c","转移帽","DIS-中央螺栓DIS23145M20K","DIS-中央螺栓DIS23145M20K","包含注册证下相关配件所有材质","C0702041390200206126","C07020413902002061260000537",null,"申报企业自主确认为非招标产品、非中选产品或中选部件的附件（如覆盖螺丝、中央螺丝等）产品之一"]
["7b9049cb-21ee-11ed-9447-b4055d63f15c","1a7b4fe7-b709-11ec-a4e1-90e2ba8d9d30","京昌械备20220030号","转移帽","北京大清西格科技有限公司","北京大清西格科技有限公司","6e619bda-dfd0-11ec-9447-b4055d63f15c","转移帽","DIS-印模帽DIS35130M","DIS-印模帽DIS35130M","包含注册证下相关配件所有材质","C0702041390200206126","C07020413902002061260000538",null,"申报企业自主确认为非招标产品、非中选产品或中选部件的附件（如覆盖螺丝、中央螺丝等）产品之一"]
["7b90b2e1-21ee-11ed-9447-b4055d63f15c","1a7b4fe7-b709-11ec-a4e1-90e2ba8d9d30","京昌械备20220030号","转移帽","北京大清西格科技有限公司","北京大清西格科技有限公司","6e619bda-dfd0-11ec-9447-b4055d63f15c","转移帽","DIS-中央螺栓DIS23140M16K","DIS-中央螺栓DIS23140M16K","包含注册证下相关配件所有材质","C0702041390200206126","C07020413902002061260000539",null,"申报企业自主确认为非招标产品、非中选产品或中选部件的附件（如覆盖螺丝、中央螺丝等）产品之一"]
["7b92b740-21ee-11ed-9447-b4055d63f15c","1a7b4fe7-b709-11ec-a4e1-90e2ba8d9d30","京昌械备20220030号","转移帽","北京大清西格科技有限公司","北京大清西格科技有限公司","6e619bda-dfd0-11ec-9447-b4055d63f15c","转移帽","DIS-中央螺栓DIS23132M18","DIS-中央螺栓DIS23132M18","包含注册证下相关配件所有材质","C0702041390200206126","C07020413902002061260000541",null,"申报企业自主确认为非招标产品、非中选产品或中选部件的附件（如覆盖螺丝、中央螺丝等）产品之一"]
["7b92c54e-21ee-11ed-9447-b4055d63f15c","1a7b4fe7-b709-11ec-a4e1-90e2ba8d9d30","京昌械备20220030号","转移帽","北京大清西格科技有限公司","北京大清西格科技有限公司","6e619bda-dfd0-11ec-9447-b4055d63f15c","转移帽","DIS-中央螺栓DIS23105M20K","DIS-中央螺栓DIS23105M20K","包含注册证下相关配件所有材质","C0702041390200206126","C07020413902002061260000542",null,"申报企业自主确认为非招标产品、非中选产品或中选部件的附件（如覆盖螺丝、中央螺丝等）产品之一"]
["7b930b6e-21ee-11ed-9447-b4055d63f15c","1a7b4fe7-b709-11ec-a4e1-90e2ba8d9d30","京昌械备20220030号","转移帽","北京大清西格科技有限公司","北京大清西格科技有限公司","6e619bda-dfd0-11ec-9447-b4055d63f15c","转移帽","DAH-中央螺栓DAH2025CS","DAH-中央螺栓DAH2025CS","包含注册证下相关配件所有材质","C0702041390200206126","C07020413902002061260000545",null,"申报企业自主确认为非招标产品、非中选产品或中选部件的附件（如覆盖螺丝、中央螺丝等）产品之一"]
["7b932661-21ee-11ed-9447-b4055d63f15c","1a7b4fe7-b709-11ec-a4e1-90e2ba8d9d30","京昌械备20220030号","转移帽","北京大清西格科技有限公司","北京大清西格科技有限公司","6e619bda-dfd0-11ec-9447-b4055d63f15c","转移帽","DIS-中央螺栓DIS19100","DIS-中央螺栓DIS19100","包含注册证下相关配件所有材质","C0702041390200206126","C07020413902002061260000546",null,"申报企业自主确认为非招标产品、非中选产品或中选部件的附件（如覆盖螺丝、中央螺丝等）产品之一"]
["7b934c54-21ee-11ed-9447-b4055d63f15c","1a7b4fe7-b709-11ec-a4e1-90e2ba8d9d30","京昌械备20220030号","转移帽","北京大清西格科技有限公司","北京大清西格科技有限公司","6e619bda-dfd0-11ec-9447-b4055d63f15c","转移帽","DIS-中央螺栓DIS23150M20N","DIS-中央螺栓DIS23150M20N","包含注册证下相关配件所有材质","C0702041390200206126","C07020413902002061260000548",null,"申报企业自主确认为非招标产品、非中选产品或中选部件的附件（如覆盖螺丝、中央螺丝等）产品之一"]
["7b9355a2-21ee-11ed-9447-b4055d63f15c","1a7b4fe7-b709-11ec-a4e1-90e2ba8d9d30","京昌械备20220030号","转移帽","北京大清西格科技有限公司","北京大清西格科技有限公司","6e619bda-dfd0-11ec-9447-b4055d63f15c","转移帽","DIS-中央螺栓DIS23140","DIS-中央螺栓DIS23140","包含注册证下相关配件所有材质","C0702041390200206126","C07020413902002061260000550",null,"申报企业自主确认为非招标产品、非中选产品或中选部件的附件（如覆盖螺丝、中央螺丝等）产品之一"]
["7b9362f6-21ee-11ed-9447-b4055d63f15c","1a7b4fe7-b709-11ec-a4e1-90e2ba8d9d30","京昌械备20220030号","转移帽","北京大清西格科技有限公司","北京大清西格科技有限公司","6e619bda-dfd0-11ec-9447-b4055d63f15c","转移帽","DIS-中央螺栓DIS23110","DIS-中央螺栓DIS23110","包含注册证下相关配件所有材质","C0702041390200206126","C07020413902002061260000551",null,"申报企业自主确认为非招标产品、非中选产品或中选部件的附件（如覆盖螺丝、中央螺丝等）产品之一"]
["7b93843f-21ee-11ed-9447-b4055d63f15c","1a7b4fe7-b709-11ec-a4e1-90e2ba8d9d30","京昌械备20220030号","转移帽","北京大清西格科技有限公司","北京大清西格科技有限公司","6e619bda-dfd0-11ec-9447-b4055d63f15c","转移帽","DIS-中央螺栓DIS23080","DIS-中央螺栓DIS23080","包含注册证下相关配件所有材质","C0702041390200206126","C07020413902002061260000553",null,"申报企业自主确认为非招标产品、非中选产品或中选部件的附件（如覆盖螺丝、中央螺丝等）产品之一"]
["7b939944-21ee-11ed-9447-b4055d63f15c","1a7b4fe7-b709-11ec-a4e1-90e2ba8d9d30","京昌械备20220030号","转移帽","北京大清西格科技有限公司","北京大清西格科技有限公司","6e619bda-dfd0-11ec-9447-b4055d63f15c","转移帽","DIS-中央螺栓DIS21090","DIS-中央螺栓DIS21090","包含注册证下相关配件所有材质","C0702041390200206126","C07020413902002061260000554",null,"申报企业自主确认为非招标产品、非中选产品或中选部件的附件（如覆盖螺丝、中央螺丝等）产品之一"]
["7b93bba4-21ee-11ed-9447-b4055d63f15c","1a7b4fe7-b709-11ec-a4e1-90e2ba8d9d30","京昌械备20220030号","转移帽","北京大清西格科技有限公司","北京大清西格科技有限公司","6e619bda-dfd0-11ec-9447-b4055d63f15c","转移帽","闭窗式TL转移帽-定位柱QBITP3523L","闭窗式TL转移帽-定位柱QBITP3523L","包含注册证下相关配件所有材质","C0702041390200206126","C07020413902002061260000555",null,"申报企业自主确认为非招标产品、非中选产品或中选部件的附件（如覆盖螺丝、中央螺丝等）产品之一"]
["7b942352-21ee-11ed-9447-b4055d63f15c","1a7b4fe7-b709-11ec-a4e1-90e2ba8d9d30","京昌械备20220030号","转移帽","北京大清西格科技有限公司","北京大清西格科技有限公司","6e619bda-dfd0-11ec-9447-b4055d63f15c","转移帽","DIS-中央螺栓DIS19160","DIS-中央螺栓DIS19160","包含注册证下相关配件所有材质","C0702041390200206126","C07020413902002061260000556",null,"申报企业自主确认为非招标产品、非中选产品或中选部件的附件（如覆盖螺丝、中央螺丝等）产品之一"]
["7b9430ab-21ee-11ed-9447-b4055d63f15c","1a7b4fe7-b709-11ec-a4e1-90e2ba8d9d30","京昌械备20220030号","转移帽","北京大清西格科技有限公司","北京大清西格科技有限公司","6e619bda-dfd0-11ec-9447-b4055d63f15c","转移帽","DIS-中央螺栓DIS25120","DIS-中央螺栓DIS25120","包含注册证下相关配件所有材质","C0702041390200206126","C07020413902002061260000557",null,"申报企业自主确认为非招标产品、非中选产品或中选部件的附件（如覆盖螺丝、中央螺丝等）产品之一"]
["7b943e38-21ee-11ed-9447-b4055d63f15c","1a7b4fe7-b709-11ec-a4e1-90e2ba8d9d30","京昌械备20220030号","转移帽","北京大清西格科技有限公司","北京大清西格科技有限公司","6e619bda-dfd0-11ec-9447-b4055d63f15c","转移帽","DIS-中央螺栓DIS23090","DIS-中央螺栓DIS23090","包含注册证下相关配件所有材质","C0702041390200206126","C07020413902002061260000558",null,"申报企业自主确认为非招标产品、非中选产品或中选部件的附件（如覆盖螺丝、中央螺丝等）产品之一"]
["7b94851a-21ee-11ed-9447-b4055d63f15c","1a7b4fe7-b709-11ec-a4e1-90e2ba8d9d30","京昌械备20220030号","转移帽","北京大清西格科技有限公司","北京大清西格科技有限公司","6e619bda-dfd0-11ec-9447-b4055d63f15c","转移帽","DIS-印模帽DIS7533M","DIS-印模帽DIS7533M","包含注册证下相关配件所有材质","C0702041390200206126","C07020413902002061260000559",null,"申报企业自主确认为非招标产品、非中选产品或中选部件的附件（如覆盖螺丝、中央螺丝等）产品之一"]
["7b94b848-21ee-11ed-9447-b4055d63f15c","1a7b4fe7-b709-11ec-a4e1-90e2ba8d9d30","京昌械备20220030号","转移帽","北京大清西格科技有限公司","北京大清西格科技有限公司","6e619bda-dfd0-11ec-9447-b4055d63f15c","转移帽","DIS-印模帽DIS8033M","DIS-印模帽DIS8033M","包含注册证下相关配件所有材质","C0702041390200206126","C07020413902002061260000561",null,"申报企业自主确认为非招标产品、非中选产品或中选部件的附件（如覆盖螺丝、中央螺丝等）产品之一"]
["7b951314-21ee-11ed-9447-b4055d63f15c","1a7b4fe7-b709-11ec-a4e1-90e2ba8d9d30","京昌械备20220030号","转移帽","北京大清西格科技有限公司","北京大清西格科技有限公司","6e619bda-dfd0-11ec-9447-b4055d63f15c","转移帽","闭窗式TL转移帽-定位柱QBITP3519S","闭窗式TL转移帽-定位柱QBITP3519S","包含注册证下相关配件所有材质","C0702041390200206126","C07020413902002061260000563",null,"申报企业自主确认为非招标产品、非中选产品或中选部件的附件（如覆盖螺丝、中央螺丝等）产品之一"]
["7b952be5-21ee-11ed-9447-b4055d63f15c","1a7b4fe7-b709-11ec-a4e1-90e2ba8d9d30","京昌械备20220030号","转移帽","北京大清西格科技有限公司","北京大清西格科技有限公司","6e619bda-dfd0-11ec-9447-b4055d63f15c","转移帽","DIS-中央螺栓DIS23115M16S","DIS-中央螺栓DIS23115M16S","包含注册证下相关配件所有材质","C0702041390200206126","C07020413902002061260000564",null,"申报企业自主确认为非招标产品、非中选产品或中选部件的附件（如覆盖螺丝、中央螺丝等）产品之一"]
["7b95381d-21ee-11ed-9447-b4055d63f15c","1a7b4fe7-b709-11ec-a4e1-90e2ba8d9d30","京昌械备20220030号","转移帽","北京大清西格科技有限公司","北京大清西格科技有限公司","6e619bda-dfd0-11ec-9447-b4055d63f15c","转移帽","DIS-印模帽DIS55130M","DIS-印模帽DIS55130M","包含注册证下相关配件所有材质","C0702041390200206126","C07020413902002061260000565",null,"申报企业自主确认为非招标产品、非中选产品或中选部件的附件（如覆盖螺丝、中央螺丝等）产品之一"]
["7b956990-21ee-11ed-9447-b4055d63f15c","1a7b4fe7-b709-11ec-a4e1-90e2ba8d9d30","京昌械备20220030号","转移帽","北京大清西格科技有限公司","北京大清西格科技有限公司","6e619bda-dfd0-11ec-9447-b4055d63f15c","转移帽","DIS-印模帽DIS3533M","DIS-印模帽DIS3533M","包含注册证下相关配件所有材质","C0702041390200206126","C07020413902002061260000567",null,"申报企业自主确认为非招标产品、非中选产品或中选部件的附件（如覆盖螺丝、中央螺丝等）产品之一"]
["7b95a670-21ee-11ed-9447-b4055d63f15c","1a7b4fe7-b709-11ec-a4e1-90e2ba8d9d30","京昌械备20220030号","转移帽","北京大清西格科技有限公司","北京大清西格科技有限公司","6e619bda-dfd0-11ec-9447-b4055d63f15c","转移帽","DIS-中央螺栓DIS23100","DIS-中央螺栓DIS23100","包含注册证下相关配件所有材质","C0702041390200206126","C07020413902002061260000570",null,"申报企业自主确认为非招标产品、非中选产品或中选部件的附件（如覆盖螺丝、中央螺丝等）产品之一"]
["7b95b2b6-21ee-11ed-9447-b4055d63f15c","1a7b4fe7-b709-11ec-a4e1-90e2ba8d9d30","京昌械备20220030号","转移帽","北京大清西格科技有限公司","北京大清西格科技有限公司","6e619bda-dfd0-11ec-9447-b4055d63f15c","转移帽","DIS-印模帽DIS4075M","DIS-印模帽DIS4075M","包含注册证下相关配件所有材质","C0702041390200206126","C07020413902002061260000571",null,"申报企业自主确认为非招标产品、非中选产品或中选部件的附件（如覆盖螺丝、中央螺丝等）产品之一"]
["7b95b7a0-21ee-11ed-9447-b4055d63f15c","1a7b4fe7-b709-11ec-a4e1-90e2ba8d9d30","京昌械备20220030号","转移帽","北京大清西格科技有限公司","北京大清西格科技有限公司","6e619bda-dfd0-11ec-9447-b4055d63f15c","转移帽","DIS-中央螺栓DIS23130M16N","DIS-中央螺栓DIS23130M16N","包含注册证下相关配件所有材质","C0702041390200206126","C07020413902002061260000572",null,"申报企业自主确认为非招标产品、非中选产品或中选部件的附件（如覆盖螺丝、中央螺丝等）产品之一"]
["7b95d716-21ee-11ed-9447-b4055d63f15c","1a7b4fe7-b709-11ec-a4e1-90e2ba8d9d30","京昌械备20220030号","转移帽","北京大清西格科技有限公司","北京大清西格科技有限公司","6e619bda-dfd0-11ec-9447-b4055d63f15c","转移帽","DIS-中央螺栓DIS23155M16S","DIS-中央螺栓DIS23155M16S","包含注册证下相关配件所有材质","C0702041390200206126","C07020413902002061260000573",null,"申报企业自主确认为非招标产品、非中选产品或中选部件的附件（如覆盖螺丝、中央螺丝等）产品之一"]
["7b95dbf0-21ee-11ed-9447-b4055d63f15c","1a7b4fe7-b709-11ec-a4e1-90e2ba8d9d30","京昌械备20220030号","转移帽","北京大清西格科技有限公司","北京大清西格科技有限公司","6e619bda-dfd0-11ec-9447-b4055d63f15c","转移帽","DIS-中央螺栓DIS21130","DIS-中央螺栓DIS21130","包含注册证下相关配件所有材质","C0702041390200206126","C07020413902002061260000574",null,"申报企业自主确认为非招标产品、非中选产品或中选部件的附件（如覆盖螺丝、中央螺丝等）产品之一"]
["7b95e05d-21ee-11ed-9447-b4055d63f15c","1a7b4fe7-b709-11ec-a4e1-90e2ba8d9d30","京昌械备20220030号","转移帽","北京大清西格科技有限公司","北京大清西格科技有限公司","6e619bda-dfd0-11ec-9447-b4055d63f15c","转移帽","DIS-中央螺栓DIS25080","DIS-中央螺栓DIS25080","包含注册证下相关配件所有材质","C0702041390200206126","C07020413902002061260000575",null,"申报企业自主确认为非招标产品、非中选产品或中选部件的附件（如覆盖螺丝、中央螺丝等）产品之一"]
["7b9616e9-21ee-11ed-9447-b4055d63f15c","1a7b4fe7-b709-11ec-a4e1-90e2ba8d9d30","京昌械备20220030号","转移帽","北京大清西格科技有限公司","北京大清西格科技有限公司","6e619bda-dfd0-11ec-9447-b4055d63f15c","转移帽","DIS-印模帽DIS5075M","DIS-印模帽DIS5075M","包含注册证下相关配件所有材质","C0702041390200206126","C07020413902002061260000579",null,"申报企业自主确认为非招标产品、非中选产品或中选部件的附件（如覆盖螺丝、中央螺丝等）产品之一"]
["7b961b3f-21ee-11ed-9447-b4055d63f15c","1a7b4fe7-b709-11ec-a4e1-90e2ba8d9d30","京昌械备20220030号","转移帽","北京大清西格科技有限公司","北京大清西格科技有限公司","6e619bda-dfd0-11ec-9447-b4055d63f15c","转移帽","DIS-中央螺栓DIS25110","DIS-中央螺栓DIS25110","包含注册证下相关配件所有材质","C0702041390200206126","C07020413902002061260000580",null,"申报企业自主确认为非招标产品、非中选产品或中选部件的附件（如覆盖螺丝、中央螺丝等）产品之一"]
["7b962754-21ee-11ed-9447-b4055d63f15c","1a7b4fe7-b709-11ec-a4e1-90e2ba8d9d30","京昌械备20220030号","转移帽","北京大清西格科技有限公司","北京大清西格科技有限公司","6e619bda-dfd0-11ec-9447-b4055d63f15c","转移帽","DIS-印模帽DIS5033M","DIS-印模帽DIS5033M","包含注册证下相关配件所有材质","C0702041390200206126","C07020413902002061260000581",null,"申报企业自主确认为非招标产品、非中选产品或中选部件的附件（如覆盖螺丝、中央螺丝等）产品之一"]
["7b962c09-21ee-11ed-9447-b4055d63f15c","1a7b4fe7-b709-11ec-a4e1-90e2ba8d9d30","京昌械备20220030号","转移帽","北京大清西格科技有限公司","北京大清西格科技有限公司","6e619bda-dfd0-11ec-9447-b4055d63f15c","转移帽","DIS-中央螺栓DIS21120","DIS-中央螺栓DIS21120","包含注册证下相关配件所有材质","C0702041390200206126","C07020413902002061260000582",null,"申报企业自主确认为非招标产品、非中选产品或中选部件的附件（如覆盖螺丝、中央螺丝等）产品之一"]
["7b963065-21ee-11ed-9447-b4055d63f15c","1a7b4fe7-b709-11ec-a4e1-90e2ba8d9d30","京昌械备20220030号","转移帽","北京大清西格科技有限公司","北京大清西格科技有限公司","6e619bda-dfd0-11ec-9447-b4055d63f15c","转移帽","DIS-中央螺栓DIS23110M20N","DIS-中央螺栓DIS23110M20N","包含注册证下相关配件所有材质","C0702041390200206126","C07020413902002061260000583",null,"申报企业自主确认为非招标产品、非中选产品或中选部件的附件（如覆盖螺丝、中央螺丝等）产品之一"]
["7b963ddf-21ee-11ed-9447-b4055d63f15c","1a7b4fe7-b709-11ec-a4e1-90e2ba8d9d30","京昌械备20220030号","转移帽","北京大清西格科技有限公司","北京大清西格科技有限公司","6e619bda-dfd0-11ec-9447-b4055d63f15c","转移帽","DIS-中央螺栓DIS23125M20K","DIS-中央螺栓DIS23125M20K","包含注册证下相关配件所有材质","C0702041390200206126","C07020413902002061260000584",null,"申报企业自主确认为非招标产品、非中选产品或中选部件的附件（如覆盖螺丝、中央螺丝等）产品之一"]
["7b96530a-21ee-11ed-9447-b4055d63f15c","1a7b4fe7-b709-11ec-a4e1-90e2ba8d9d30","京昌械备20220030号","转移帽","北京大清西格科技有限公司","北京大清西格科技有限公司","6e619bda-dfd0-11ec-9447-b4055d63f15c","转移帽","DIS-印模帽DIS70130M","DIS-印模帽DIS70130M","包含注册证下相关配件所有材质","C0702041390200206126","C07020413902002061260000585",null,"申报企业自主确认为非招标产品、非中选产品或中选部件的附件（如覆盖螺丝、中央螺丝等）产品之一"]
["7b9657b8-21ee-11ed-9447-b4055d63f15c","1a7b4fe7-b709-11ec-a4e1-90e2ba8d9d30","京昌械备20220030号","转移帽","北京大清西格科技有限公司","北京大清西格科技有限公司","6e619bda-dfd0-11ec-9447-b4055d63f15c","转移帽","DIS-中央螺栓DIS23112M18","DIS-中央螺栓DIS23112M18","包含注册证下相关配件所有材质","C0702041390200206126","C07020413902002061260000586",null,"申报企业自主确认为非招标产品、非中选产品或中选部件的附件（如覆盖螺丝、中央螺丝等）产品之一"]
["7b965c14-21ee-11ed-9447-b4055d63f15c","1a7b4fe7-b709-11ec-a4e1-90e2ba8d9d30","京昌械备20220030号","转移帽","北京大清西格科技有限公司","北京大清西格科技有限公司","6e619bda-dfd0-11ec-9447-b4055d63f15c","转移帽","闭窗式TL转移帽-定位柱QBITP4519ST","闭窗式TL转移帽-定位柱QBITP4519ST","包含注册证下相关配件所有材质","C0702041390200206126","C07020413902002061260000587",null,"申报企业自主确认为非招标产品、非中选产品或中选部件的附件（如覆盖螺丝、中央螺丝等）产品之一"]
["7b967a29-21ee-11ed-9447-b4055d63f15c","1a7b4fe7-b709-11ec-a4e1-90e2ba8d9d30","京昌械备20220030号","转移帽","北京大清西格科技有限公司","北京大清西格科技有限公司","6e619bda-dfd0-11ec-9447-b4055d63f15c","转移帽","DIS-印模帽DIS4575M","DIS-印模帽DIS4575M","包含注册证下相关配件所有材质","C0702041390200206126","C07020413902002061260000588",null,"申报企业自主确认为非招标产品、非中选产品或中选部件的附件（如覆盖螺丝、中央螺丝等）产品之一"]
["7b969793-21ee-11ed-9447-b4055d63f15c","1a7b4fe7-b709-11ec-a4e1-90e2ba8d9d30","京昌械备20220030号","转移帽","北京大清西格科技有限公司","北京大清西格科技有限公司","6e619bda-dfd0-11ec-9447-b4055d63f15c","转移帽","DIS-印模帽DIS65130M","DIS-印模帽DIS65130M","包含注册证下相关配件所有材质","C0702041390200206126","C07020413902002061260000589",null,"申报企业自主确认为非招标产品、非中选产品或中选部件的附件（如覆盖螺丝、中央螺丝等）产品之一"]
["7b96dfde-21ee-11ed-9447-b4055d63f15c","1a7b4fe7-b709-11ec-a4e1-90e2ba8d9d30","京昌械备20220030号","转移帽","北京大清西格科技有限公司","北京大清西格科技有限公司","6e619bda-dfd0-11ec-9447-b4055d63f15c","转移帽","DIS-中央螺栓DIS25090","DIS-中央螺栓DIS25090","包含注册证下相关配件所有材质","C0702041390200206126","C07020413902002061260000592",null,"申报企业自主确认为非招标产品、非中选产品或中选部件的附件（如覆盖螺丝、中央螺丝等）产品之一"]
["7b96f682-21ee-11ed-9447-b4055d63f15c","1a7b4fe7-b709-11ec-a4e1-90e2ba8d9d30","京昌械备20220030号","转移帽","北京大清西格科技有限公司","北京大清西格科技有限公司","6e619bda-dfd0-11ec-9447-b4055d63f15c","转移帽","DIS-中央螺栓DIS23130M20N","DIS-中央螺栓DIS23130M20N","包含注册证下相关配件所有材质","C0702041390200206126","C07020413902002061260000593",null,"申报企业自主确认为非招标产品、非中选产品或中选部件的附件（如覆盖螺丝、中央螺丝等）产品之一"]
["7b9703e4-21ee-11ed-9447-b4055d63f15c","1a7b4fe7-b709-11ec-a4e1-90e2ba8d9d30","京昌械备20220030号","转移帽","北京大清西格科技有限公司","北京大清西格科技有限公司","6e619bda-dfd0-11ec-9447-b4055d63f15c","转移帽","DIS-中央螺栓DIS21110","DIS-中央螺栓DIS21110","包含注册证下相关配件所有材质","C0702041390200206126","C07020413902002061260000595",null,"申报企业自主确认为非招标产品、非中选产品或中选部件的附件（如覆盖螺丝、中央螺丝等）产品之一"]
["7b971a22-21ee-11ed-9447-b4055d63f15c","1a7b4fe7-b709-11ec-a4e1-90e2ba8d9d30","京昌械备20220030号","转移帽","北京大清西格科技有限公司","北京大清西格科技有限公司","6e619bda-dfd0-11ec-9447-b4055d63f15c","转移帽","DIS-中央螺栓DIS21160","DIS-中央螺栓DIS21160","包含注册证下相关配件所有材质","C0702041390200206126","C07020413902002061260000597",null,"申报企业自主确认为非招标产品、非中选产品或中选部件的附件（如覆盖螺丝、中央螺丝等）产品之一"]
["7b9843c1-21ee-11ed-9447-b4055d63f15c","1a7b4fe7-b709-11ec-a4e1-90e2ba8d9d30","京昌械备20220030号","转移帽","北京大清西格科技有限公司","北京大清西格科技有限公司","6e619bda-dfd0-11ec-9447-b4055d63f15c","转移帽","DIS-中央螺栓DIS23130","DIS-中央螺栓DIS23130","包含注册证下相关配件所有材质","C0702041390200206126","C07020413902002061260000599",null,"申报企业自主确认为非招标产品、非中选产品或中选部件的附件（如覆盖螺丝、中央螺丝等）产品之一"]
["7b9848f2-21ee-11ed-9447-b4055d63f15c","1a7b4fe7-b709-11ec-a4e1-90e2ba8d9d30","京昌械备20220030号","转移帽","北京大清西格科技有限公司","北京大清西格科技有限公司","6e619bda-dfd0-11ec-9447-b4055d63f15c","转移帽","DIS-中央螺栓DIS25150","DIS-中央螺栓DIS25150","包含注册证下相关配件所有材质","C0702041390200206126","C07020413902002061260000600",null,"申报企业自主确认为非招标产品、非中选产品或中选部件的附件（如覆盖螺丝、中央螺丝等）产品之一"]
["7b9c843e-21ee-11ed-9447-b4055d63f15c","1a7b4fe7-b709-11ec-a4e1-90e2ba8d9d30","京昌械备20220030号","转移帽","北京大清西格科技有限公司","北京大清西格科技有限公司","6e619bda-dfd0-11ec-9447-b4055d63f15c","转移帽","DIS-印模帽DIS40130M","DIS-印模帽DIS40130M","包含注册证下相关配件所有材质","C0702041390200206126","C07020413902002061260000603",null,"申报企业自主确认为非招标产品、非中选产品或中选部件的附件（如覆盖螺丝、中央螺丝等）产品之一"]
["7b9c9766-21ee-11ed-9447-b4055d63f15c","1a7b4fe7-b709-11ec-a4e1-90e2ba8d9d30","京昌械备20220030号","转移帽","北京大清西格科技有限公司","北京大清西格科技有限公司","6e619bda-dfd0-11ec-9447-b4055d63f15c","转移帽","DIS-印模帽DIS6575M","DIS-印模帽DIS6575M","包含注册证下相关配件所有材质","C0702041390200206126","C07020413902002061260000604",null,"申报企业自主确认为非招标产品、非中选产品或中选部件的附件（如覆盖螺丝、中央螺丝等）产品之一"]
["7b9cb2f9-21ee-11ed-9447-b4055d63f15c","1a7b4fe7-b709-11ec-a4e1-90e2ba8d9d30","京昌械备20220030号","转移帽","北京大清西格科技有限公司","北京大清西格科技有限公司","6e619bda-dfd0-11ec-9447-b4055d63f15c","转移帽","DIS-中央螺栓DIS19090","DIS-中央螺栓DIS19090","包含注册证下相关配件所有材质","C0702041390200206126","C07020413902002061260000605",null,"申报企业自主确认为非招标产品、非中选产品或中选部件的附件（如覆盖螺丝、中央螺丝等）产品之一"]
["887ec979-dfd0-11ec-9447-b4055d63f15c","1a7b4fe7-b709-11ec-a4e1-90e2ba8d9d30","京昌械备20220030号","转移帽","北京大清西格科技有限公司","北京大清西格科技有限公司","6e619bda-dfd0-11ec-9447-b4055d63f15c","转移帽","开窗式转移帽-中央螺栓:QBIPP4522S","开窗式转移帽-中央螺栓:QBIPP4522S","包含注册证下相关配件所有材质","C0702041390200206126","C07020413902002061260000206",null,"申报企业自主确认为非招标产品、非中选产品或中选部件的附件（如覆盖螺丝、中央螺丝等）产品之一"]
["887ef7fd-dfd0-11ec-9447-b4055d63f15c","1a7b4fe7-b709-11ec-a4e1-90e2ba8d9d30","京昌械备20220030号","转移帽","北京大清西格科技有限公司","北京大清西格科技有限公司","6e619bda-dfd0-11ec-9447-b4055d63f15c","转移帽","开窗式转移帽-中央螺栓:QBIPP3526L","开窗式转移帽-中央螺栓:QBIPP3526L","包含注册证下相关配件所有材质","C0702041390200206126","C07020413902002061260000220",null,"申报企业自主确认为非招标产品、非中选产品或中选部件的附件（如覆盖螺丝、中央螺丝等）产品之一"]
["887fd42c-dfd0-11ec-9447-b4055d63f15c","1a7b4fe7-b709-11ec-a4e1-90e2ba8d9d30","京昌械备20220030号","转移帽","北京大清西格科技有限公司","北京大清西格科技有限公司","6e619bda-dfd0-11ec-9447-b4055d63f15c","转移帽","开窗式转移帽-中央螺栓:QBIPP3521S","开窗式转移帽-中央螺栓:QBIPP3521S","包含注册证下相关配件所有材质","C0702041390200206126","C07020413902002061260000271",null,"申报企业自主确认为非招标产品、非中选产品或中选部件的附件（如覆盖螺丝、中央螺丝等）产品之一"]
["887ff94f-dfd0-11ec-9447-b4055d63f15c","1a7b4fe7-b709-11ec-a4e1-90e2ba8d9d30","京昌械备20220030号","转移帽","北京大清西格科技有限公司","北京大清西格科技有限公司","6e619bda-dfd0-11ec-9447-b4055d63f15c","转移帽","开窗式转移帽-中央螺栓:QBIPP4526L","开窗式转移帽-中央螺栓:QBIPP4526L","包含注册证下相关配件所有材质","C0702041390200206126","C07020413902002061260000283",null,"申报企业自主确认为非招标产品、非中选产品或中选部件的附件（如覆盖螺丝、中央螺丝等）产品之一"]
["f8f28a8a-3edd-11ed-9447-b4055d63f15c","67e5d5a0-d7c0-11ea-a4d6-fa163e0a8baf","京昌械备20190011号","替代体","北京大清西格科技有限公司","北京大清西格科技有限公司","a4c7991c-728d-11ec-9829-0050568f40ec","替代体","O型环QBBO4Y(φ1.5×φ4.5)","O型环QBBO4Y(φ1.5×φ4.5)","包含注册证下相关配件所有材质","C0702041390200306126","C07020413902003061260000052",null,"申报企业自主确认为非招标产品、非中选产品或中选部件的附件（如覆盖螺丝、中央螺丝等）产品之一"]
["f8f2959d-3edd-11ed-9447-b4055d63f15c","67e5d5a0-d7c0-11ea-a4d6-fa163e0a8baf","京昌械备20190011号","替代体","北京大清西格科技有限公司","北京大清西格科技有限公司","a4c7991c-728d-11ec-9829-0050568f40ec","替代体","球帽QBBC5(φ5.0)","球帽QBBC5(φ5.0)","包含注册证下相关配件所有材质","C0702041390200306126","C07020413902003061260000054",null,"申报企业自主确认为非招标产品、非中选产品或中选部件的附件（如覆盖螺丝、中央螺丝等）产品之一"]
["f8f2a68a-3edd-11ed-9447-b4055d63f15c","67e5d5a0-d7c0-11ea-a4d6-fa163e0a8baf","京昌械备20190011号","替代体","北京大清西格科技有限公司","北京大清西格科技有限公司","a4c7991c-728d-11ec-9829-0050568f40ec","替代体","O型环QBBO4B(φ1.5×φ4.5)","O型环QBBO4B(φ1.5×φ4.5)","包含注册证下相关配件所有材质","C0702041390200306126","C07020413902003061260000056",null,"申报企业自主确认为非招标产品、非中选产品或中选部件的附件（如覆盖螺丝、中央螺丝等）产品之一"]
["f8f31f7c-3edd-11ed-9447-b4055d63f15c","67e5d5a0-d7c0-11ea-a4d6-fa163e0a8baf","京昌械备20190011号","替代体","北京大清西格科技有限公司","北京大清西格科技有限公司","a4c7991c-728d-11ec-9829-0050568f40ec","替代体","替代主体DA34R-NO(φ3.4×4.0)","替代主体DA34R-NO(φ3.4×4.0)","包含注册证下相关配件所有材质","C0702041390200306126","C07020413902003061260000062",null,"申报企业自主确认为非招标产品、非中选产品或中选部件的附件（如覆盖螺丝、中央螺丝等）产品之一"]
["f8f34e54-3edd-11ed-9447-b4055d63f15c","67e5d5a0-d7c0-11ea-a4d6-fa163e0a8baf","京昌械备20190011号","替代体","北京大清西格科技有限公司","北京大清西格科技有限公司","a4c7991c-728d-11ec-9829-0050568f40ec","替代体","O型环QBBO4R(φ1.5×φ4.5)","O型环QBBO4R(φ1.5×φ4.5)","包含注册证下相关配件所有材质","C0702041390200306126","C07020413902003061260000064",null,"申报企业自主确认为非招标产品、非中选产品或中选部件的附件（如覆盖螺丝、中央螺丝等）产品之一"]
["7a2a16dd-b6dd-11eb-a006-0050568f9c84","7c835d3b-b1dc-11e9-8460-fa163e0a8baf","国械备20161141号","牙科种植体手术工具包","Cortex Dental Implants Industries LTD","驭楚（上海）贸易有限公司","087257f3-b6d5-11eb-a006-0050568f9c84","牙科种植体手术工具包","CO-8047","CO-8047","不锈钢、钛合金Ti6AI4V-ELI组成","C0702041390200307096","C07020413902003070960000025",null,"申报企业自主确认为非招标产品、非中选产品或中选部件的附件（如覆盖螺丝、中央螺丝等）产品之一"]
["7a2a1f6a-b6dd-11eb-a006-0050568f9c84","7c835d3b-b1dc-11e9-8460-fa163e0a8baf","国械备20161141号","牙科种植体手术工具包","Cortex Dental Implants Industries LTD","驭楚（上海）贸易有限公司","087257f3-b6d5-11eb-a006-0050568f9c84","牙科种植体手术工具包","MU-8041","MU-8041","不锈钢、钛合金Ti6AI4V-ELI组成","C0702041390200307096","C07020413902003070960000026",null,"申报企业自主确认为非招标产品、非中选产品或中选部件的附件（如覆盖螺丝、中央螺丝等）产品之一"]
["7a2a23dc-b6dd-11eb-a006-0050568f9c84","7c835d3b-b1dc-11e9-8460-fa163e0a8baf","国械备20161141号","牙科种植体手术工具包","Cortex Dental Implants Industries LTD","驭楚（上海）贸易有限公司","087257f3-b6d5-11eb-a006-0050568f9c84","牙科种植体手术工具包","CO-8049","CO-8049","不锈钢、钛合金Ti6AI4V-ELI组成","C0702041390200307096","C07020413902003070960000028",null,"申报企业自主确认为非招标产品、非中选产品或中选部件的附件（如覆盖螺丝、中央螺丝等）产品之一"]
["b9bcbafb-b6dd-11eb-a006-0050568f9c84","7c835d3b-b1dc-11e9-8460-fa163e0a8baf","国械备20161141号","牙科种植体手术工具包","Cortex Dental Implants Industries LTD","驭楚（上海）贸易有限公司","2093127b-b6da-11eb-a006-0050568f9c84","牙科种植体手术工具包","转移帽-螺丝","MU-S080","不锈钢、钛合金Ti6AI4V-ELI组成","C0702041390200507096","C07020413902005070960000003",null,"申报企业自主确认为非招标产品、非中选产品或中选部件的附件（如覆盖螺丝、中央螺丝等）产品之一"]
["b9bda5a7-b6dd-11eb-a006-0050568f9c84","7c835d3b-b1dc-11e9-8460-fa163e0a8baf","国械备20161141号","牙科种植体手术工具包","Cortex Dental Implants Industries LTD","驭楚（上海）贸易有限公司","2093127b-b6da-11eb-a006-0050568f9c84","牙科种植体手术工具包","转移帽-螺丝","MU-S060","不锈钢、钛合金Ti6AI4V-ELI组成","C0702041390200507096","C07020413902005070960000004",null,"申报企业自主确认为非招标产品、非中选产品或中选部件的附件（如覆盖螺丝、中央螺丝等）产品之一"]
["6a24579e-b6de-11eb-a006-0050568f9c84","7c835d3b-b1dc-11e9-8460-fa163e0a8baf","国械备20161141号","牙科种植体手术工具包","Cortex Dental Implants Industries LTD","驭楚（上海）贸易有限公司","7c426f6c-b6d4-11eb-a006-0050568f9c84","牙科种植体手术工具包","转移帽","MPW-8060","不锈钢、钛合金Ti6AI4V-ELI组成","C0702041390200207096","C07020413902002070960000034",null,"申报企业自主确认为非招标产品、非中选产品或中选部件的附件（如覆盖螺丝、中央螺丝等）产品之一"]
["6a25fc15-b6de-11eb-a006-0050568f9c84","7c835d3b-b1dc-11e9-8460-fa163e0a8baf","国械备20161141号","牙科种植体手术工具包","Cortex Dental Implants Industries LTD","驭楚（上海）贸易有限公司","7c426f6c-b6d4-11eb-a006-0050568f9c84","牙科种植体手术工具包","转移帽","MU-5060","不锈钢、钛合金Ti6AI4V-ELI组成","C0702041390200207096","C07020413902002070960000035",null,"申报企业自主确认为非招标产品、非中选产品或中选部件的附件（如覆盖螺丝、中央螺丝等）产品之一"]
["6a2dc54c-b6de-11eb-a006-0050568f9c84","7c835d3b-b1dc-11e9-8460-fa163e0a8baf","国械备20161141号","牙科种植体手术工具包","Cortex Dental Implants Industries LTD","驭楚（上海）贸易有限公司","7c426f6c-b6d4-11eb-a006-0050568f9c84","牙科种植体手术工具包","转移帽","MPW-8040","不锈钢、钛合金Ti6AI4V-ELI组成","C0702041390200207096","C07020413902002070960000039",null,"申报企业自主确认为非招标产品、非中选产品或中选部件的附件（如覆盖螺丝、中央螺丝等）产品之一"]
["6a329aea-b6de-11eb-a006-0050568f9c84","7c835d3b-b1dc-11e9-8460-fa163e0a8baf","国械备20161141号","牙科种植体手术工具包","Cortex Dental Implants Industries LTD","驭楚（上海）贸易有限公司","7c426f6c-b6d4-11eb-a006-0050568f9c84","牙科种植体手术工具包","转移帽","MU-5080","不锈钢、钛合金Ti6AI4V-ELI组成","C0702041390200207096","C07020413902002070960000042",null,"申报企业自主确认为非招标产品、非中选产品或中选部件的附件（如覆盖螺丝、中央螺丝等）产品之一"]
["6a34f014-b6de-11eb-a006-0050568f9c84","7c835d3b-b1dc-11e9-8460-fa163e0a8baf","国械备20161141号","牙科种植体手术工具包","Cortex Dental Implants Industries LTD","驭楚（上海）贸易有限公司","7c426f6c-b6d4-11eb-a006-0050568f9c84","牙科种植体手术工具包","转移帽","MPN-8060","不锈钢、钛合金Ti6AI4V-ELI组成","C0702041390200207096","C07020413902002070960000043",null,"申报企业自主确认为非招标产品、非中选产品或中选部件的附件（如覆盖螺丝、中央螺丝等）产品之一"]
["6a42abf6-b6de-11eb-a006-0050568f9c84","7c835d3b-b1dc-11e9-8460-fa163e0a8baf","国械备20161141号","牙科种植体手术工具包","Cortex Dental Implants Industries LTD","驭楚（上海）贸易有限公司","7c426f6c-b6d4-11eb-a006-0050568f9c84","牙科种植体手术工具包","转移帽","MPR-8040","不锈钢、钛合金Ti6AI4V-ELI组成","C0702041390200207096","C07020413902002070960000048",null,"申报企业自主确认为非招标产品、非中选产品或中选部件的附件（如覆盖螺丝、中央螺丝等）产品之一"]
["6a44aa77-b6de-11eb-a006-0050568f9c84","7c835d3b-b1dc-11e9-8460-fa163e0a8baf","国械备20161141号","牙科种植体手术工具包","Cortex Dental Implants Industries LTD","驭楚（上海）贸易有限公司","7c426f6c-b6d4-11eb-a006-0050568f9c84","牙科种植体手术工具包","转移帽","MPN-8040","不锈钢、钛合金Ti6AI4V-ELI组成","C0702041390200207096","C07020413902002070960000050",null,"申报企业自主确认为非招标产品、非中选产品或中选部件的附件（如覆盖螺丝、中央螺丝等）产品之一"]
["6a45a0fd-b6de-11eb-a006-0050568f9c84","7c835d3b-b1dc-11e9-8460-fa163e0a8baf","国械备20161141号","牙科种植体手术工具包","Cortex Dental Implants Industries LTD","驭楚（上海）贸易有限公司","7c426f6c-b6d4-11eb-a006-0050568f9c84","牙科种植体手术工具包","转移帽","MPR-8060","不锈钢、钛合金Ti6AI4V-ELI组成","C0702041390200207096","C07020413902002070960000051",null,"申报企业自主确认为非招标产品、非中选产品或中选部件的附件（如覆盖螺丝、中央螺丝等）产品之一"]
["1cf4af94-a0f7-11eb-ac1c-fa163e311f19","4483e437-8d1a-11eb-ace3-fa163e311f19","国械注进20153172425","种植体系统","科特斯牙科种植体工业有限公司Cortex Dental Implants Industries Ltd.","驭楚（上海）贸易有限公司","1ef5b592-9cef-11eb-ac1c-fa163e311f19","种植体系统","覆盖螺钉","CS-0010","Ti6Al4V","C0702011370200107096","C07020113702001070960000126",null,"申报企业自主确认为非招标产品、非中选产品或中选部件的附件（如覆盖螺丝、中央螺丝等）产品之一"]
["239e61a4-a0fa-11eb-ac1c-fa163e311f19","e19bdbc6-98e7-11eb-ac1c-fa163e311f19","国械注进20153172386","种植体附件","科特斯牙科种植体工业有限公司Cortex Dental Implants Industries Ltd.","驭楚（上海）贸易有限公司","c75262ec-9cf0-11eb-ac1c-fa163e311f19","种植体附件-基台","覆盖螺钉","MPW-S010","Ti6Al4VELI","C0702031380100007096","C07020313801000070960000014",null,"申报企业自主确认为非招标产品、非中选产品或中选部件的附件（如覆盖螺丝、中央螺丝等）产品之一"]
["239e6681-a0fa-11eb-ac1c-fa163e311f19","e19bdbc6-98e7-11eb-ac1c-fa163e311f19","国械注进20153172386","种植体附件","科特斯牙科种植体工业有限公司Cortex Dental Implants Industries Ltd.","驭楚（上海）贸易有限公司","c75262ec-9cf0-11eb-ac1c-fa163e311f19","种植体附件-基台","基台螺钉","MPN-MUS65","Ti6Al4VELI","C0702031380100007096","C07020313801000070960000015",null,"申报企业自主确认为非招标产品、非中选产品或中选部件的附件（如覆盖螺丝、中央螺丝等）产品之一"]
["23a03538-a0fa-11eb-ac1c-fa163e311f19","e19bdbc6-98e7-11eb-ac1c-fa163e311f19","国械注进20153172386","种植体附件","科特斯牙科种植体工业有限公司Cortex Dental Implants Industries Ltd.","驭楚（上海）贸易有限公司","c75262ec-9cf0-11eb-ac1c-fa163e311f19","种植体附件-基台","愈合帽","MU-50TL","Ti6Al4VELI","C0702031380100007096","C07020313801000070960000033",null,"申报企业自主确认为非招标产品、非中选产品或中选部件的附件（如覆盖螺丝、中央螺丝等）产品之一"]
["23a1430a-a0fa-11eb-ac1c-fa163e311f19","e19bdbc6-98e7-11eb-ac1c-fa163e311f19","国械注进20153172386","种植体附件","科特斯牙科种植体工业有限公司Cortex Dental Implants Industries Ltd.","驭楚（上海）贸易有限公司","c75262ec-9cf0-11eb-ac1c-fa163e311f19","种植体附件-基台","基台螺钉","MPW-MUS65","Ti6Al4VELI","C0702031380100007096","C07020313801000070960000049",null,"申报企业自主确认为非招标产品、非中选产品或中选部件的附件（如覆盖螺丝、中央螺丝等）产品之一"]
["23a17231-a0fa-11eb-ac1c-fa163e311f19","e19bdbc6-98e7-11eb-ac1c-fa163e311f19","国械注进20153172386","种植体附件","科特斯牙科种植体工业有限公司Cortex Dental Implants Industries Ltd.","驭楚（上海）贸易有限公司","c75262ec-9cf0-11eb-ac1c-fa163e311f19","种植体附件-基台","基台螺钉","CO-MUS65","Ti6Al4VELI","C0702031380100007096","C07020313801000070960000051",null,"申报企业自主确认为非招标产品、非中选产品或中选部件的附件（如覆盖螺丝、中央螺丝等）产品之一"]
["23a4ae51-a0fa-11eb-ac1c-fa163e311f19","e19bdbc6-98e7-11eb-ac1c-fa163e311f19","国械注进20153172386","种植体附件","科特斯牙科种植体工业有限公司Cortex Dental Implants Industries Ltd.","驭楚（上海）贸易有限公司","c75262ec-9cf0-11eb-ac1c-fa163e311f19","种植体附件-基台","基台螺钉","MPW-S030","Ti6Al4VELI","C0702031380100007096","C07020313801000070960000080",null,"申报企业自主确认为非招标产品、非中选产品或中选部件的附件（如覆盖螺丝、中央螺丝等）产品之一"]
["23a53197-a0fa-11eb-ac1c-fa163e311f19","e19bdbc6-98e7-11eb-ac1c-fa163e311f19","国械注进20153172386","种植体附件","科特斯牙科种植体工业有限公司Cortex Dental Implants Industries Ltd.","驭楚（上海）贸易有限公司","c75262ec-9cf0-11eb-ac1c-fa163e311f19","种植体附件-基台","基台螺钉","MPN-S030","Ti6Al4VELI","C0702031380100007096","C07020313801000070960000087",null,"申报企业自主确认为非招标产品、非中选产品或中选部件的附件（如覆盖螺丝、中央螺丝等）产品之一"]
["23ab9478-a0fa-11eb-ac1c-fa163e311f19","e19bdbc6-98e7-11eb-ac1c-fa163e311f19","国械注进20153172386","种植体附件","科特斯牙科种植体工业有限公司Cortex Dental Implants Industries Ltd.","驭楚（上海）贸易有限公司","c75262ec-9cf0-11eb-ac1c-fa163e311f19","种植体附件-基台","基台螺钉","MPR-MUS65","Ti6Al4VELI","C0702031380100007096","C07020313801000070960000112",null,"申报企业自主确认为非招标产品、非中选产品或中选部件的附件（如覆盖螺丝、中央螺丝等）产品之一"]
["23ad0555-a0fa-11eb-ac1c-fa163e311f19","e19bdbc6-98e7-11eb-ac1c-fa163e311f19","国械注进20153172386","种植体附件","科特斯牙科种植体工业有限公司Cortex Dental Implants Industries Ltd.","驭楚（上海）贸易有限公司","c75262ec-9cf0-11eb-ac1c-fa163e311f19","种植体附件-基台","覆盖螺钉","MPR-S010","Ti6Al4VELI","C0702031380100007096","C07020313801000070960000120",null,"申报企业自主确认为非招标产品、非中选产品或中选部件的附件（如覆盖螺丝、中央螺丝等）产品之一"]
["23ad9c6f-a0fa-11eb-ac1c-fa163e311f19","e19bdbc6-98e7-11eb-ac1c-fa163e311f19","国械注进20153172386","种植体附件","科特斯牙科种植体工业有限公司Cortex Dental Implants Industries Ltd.","驭楚（上海）贸易有限公司","c75262ec-9cf0-11eb-ac1c-fa163e311f19","种植体附件-基台","覆盖螺钉","MPN-S010","Ti6Al4VELI","C0702031380100007096","C07020313801000070960000125",null,"申报企业自主确认为非招标产品、非中选产品或中选部件的附件（如覆盖螺丝、中央螺丝等）产品之一"]
["23b07183-a0fa-11eb-ac1c-fa163e311f19","e19bdbc6-98e7-11eb-ac1c-fa163e311f19","国械注进20153172386","种植体附件","科特斯牙科种植体工业有限公司Cortex Dental Implants Industries Ltd.","驭楚（上海）贸易有限公司","c75262ec-9cf0-11eb-ac1c-fa163e311f19","种植体附件-基台","愈合帽","MU-50HC","Ti6Al4VELI","C0702031380100007096","C07020313801000070960000142",null,"申报企业自主确认为非招标产品、非中选产品或中选部件的附件（如覆盖螺丝、中央螺丝等）产品之一"]
["23bc9176-a0fa-11eb-ac1c-fa163e311f19","e19bdbc6-98e7-11eb-ac1c-fa163e311f19","国械注进20153172386","种植体附件","科特斯牙科种植体工业有限公司Cortex Dental Implants Industries Ltd.","驭楚（上海）贸易有限公司","c75262ec-9cf0-11eb-ac1c-fa163e311f19","种植体附件-基台","愈合帽","MU-50TS","Ti6Al4VELI","C0702031380100007096","C07020313801000070960000163",null,"申报企业自主确认为非招标产品、非中选产品或中选部件的附件（如覆盖螺丝、中央螺丝等）产品之一"]
["23c0de0d-a0fa-11eb-ac1c-fa163e311f19","e19bdbc6-98e7-11eb-ac1c-fa163e311f19","国械注进20153172386","种植体附件","科特斯牙科种植体工业有限公司Cortex Dental Implants Industries Ltd.","驭楚（上海）贸易有限公司","c75262ec-9cf0-11eb-ac1c-fa163e311f19","种植体附件-基台","基台螺钉","MU-S020","Ti6Al4VELI","C0702031380100007096","C07020313801000070960000216",null,"申报企业自主确认为非招标产品、非中选产品或中选部件的附件（如覆盖螺丝、中央螺丝等）产品之一"]
["23c10722-a0fa-11eb-ac1c-fa163e311f19","e19bdbc6-98e7-11eb-ac1c-fa163e311f19","国械注进20153172386","种植体附件","科特斯牙科种植体工业有限公司Cortex Dental Implants Industries Ltd.","驭楚（上海）贸易有限公司","c75262ec-9cf0-11eb-ac1c-fa163e311f19","种植体附件-基台","基台螺钉","MPR-S030","Ti6Al4VELI","C0702031380100007096","C07020313801000070960000218",null,"申报企业自主确认为非招标产品、非中选产品或中选部件的附件（如覆盖螺丝、中央螺丝等）产品之一"]
["54aca37c-a0ff-11eb-ac1c-fa163e311f19","9b42f254-98e2-11eb-ac1c-fa163e311f19","国械注进20163171248","种植体系统","科特斯牙科种植体工业有限公司Cortex Dental Implants Industries Ltd.","驭楚（上海）贸易有限公司","e4db2a50-9cef-11eb-ac1c-fa163e311f19","种植体系统","Smart 一段式牙科种植体直径 3.3mm 长11.5mm","CP-1133","Ti6Al4V","C0702011370200107096","C07020113702001070960000143",null,"申报企业自主确认为非招标产品、非中选产品或中选部件的附件（如覆盖螺丝、中央螺丝等）产品之一"]
["54ae7b4e-a0ff-11eb-ac1c-fa163e311f19","9b42f254-98e2-11eb-ac1c-fa163e311f19","国械注进20163171248","种植体系统","科特斯牙科种植体工业有限公司Cortex Dental Implants Industries Ltd.","驭楚（上海）贸易有限公司","e4db2a50-9cef-11eb-ac1c-fa163e311f19","种植体系统","基台用螺丝-长螺丝","CO-S030","Ti6Al4V","C0702011370200107096","C07020113702001070960000169",null,"申报企业自主确认为非招标产品、非中选产品或中选部件的附件（如覆盖螺丝、中央螺丝等）产品之一"]
["54ae85d4-a0ff-11eb-ac1c-fa163e311f19","9b42f254-98e2-11eb-ac1c-fa163e311f19","国械注进20163171248","种植体系统","科特斯牙科种植体工业有限公司Cortex Dental Implants Industries Ltd.","驭楚（上海）贸易有限公司","e4db2a50-9cef-11eb-ac1c-fa163e311f19","种植体系统","Smart 一段式牙科种植体直径 3.3mm 长13mm","CP-1333","Ti6Al4V","C0702011370200107096","C07020113702001070960000171",null,"申报企业自主确认为非招标产品、非中选产品或中选部件的附件（如覆盖螺丝、中央螺丝等）产品之一"]
["54ae9455-a0ff-11eb-ac1c-fa163e311f19","9b42f254-98e2-11eb-ac1c-fa163e311f19","国械注进20163171248","种植体系统","科特斯牙科种植体工业有限公司Cortex Dental Implants Industries Ltd.","驭楚（上海）贸易有限公司","e4db2a50-9cef-11eb-ac1c-fa163e311f19","种植体系统","Smart 一段式牙科种植体直径 3.3mm 长10mm","CP-1033","Ti6Al4V","C0702011370200107096","C07020113702001070960000174",null,"申报企业自主确认为非招标产品、非中选产品或中选部件的附件（如覆盖螺丝、中央螺丝等）产品之一"]
["54aea8d0-a0ff-11eb-ac1c-fa163e311f19","9b42f254-98e2-11eb-ac1c-fa163e311f19","国械注进20163171248","种植体系统","科特斯牙科种植体工业有限公司Cortex Dental Implants Industries Ltd.","驭楚（上海）贸易有限公司","e4db2a50-9cef-11eb-ac1c-fa163e311f19","种植体系统","Smart 一段式牙科种植体直径 3.3mm 长16mm","CP-1633","Ti6Al4V","C0702011370200107096","C07020113702001070960000178",null,"申报企业自主确认为非招标产品、非中选产品或中选部件的附件（如覆盖螺丝、中央螺丝等）产品之一"]
["239c45d3-a0fa-11eb-ac1c-fa163e311f19","e19bdbc6-98e7-11eb-ac1c-fa163e311f19","国械注进20153172386","种植体附件","科特斯牙科种植体工业有限公司Cortex Dental Implants Industries Ltd.","驭楚（上海）贸易有限公司","c75262ec-9cf0-11eb-ac1c-fa163e311f19","种植体附件-基台","角度基台18°","MPW-5518","Ti6Al4VELI","C0702031380100007096","C07020313801000070960000001",null,"申报企业自主确认为非招标产品、非中选产品或中选部件的附件（如覆盖螺丝、中央螺丝等）产品之一"]
["239cc6fd-a0fa-11eb-ac1c-fa163e311f19","e19bdbc6-98e7-11eb-ac1c-fa163e311f19","国械注进20153172386","种植体附件","科特斯牙科种植体工业有限公司Cortex Dental Implants Industries Ltd.","驭楚（上海）贸易有限公司","c75262ec-9cf0-11eb-ac1c-fa163e311f19","种植体附件-基台","钛基台","MPW-TBH3","Ti6Al4VELI","C0702031380100007096","C07020313801000070960000003",null,"申报企业自主确认为非招标产品、非中选产品或中选部件的附件（如覆盖螺丝、中央螺丝等）产品之一"]
["239d57aa-a0fa-11eb-ac1c-fa163e311f19","e19bdbc6-98e7-11eb-ac1c-fa163e311f19","国械注进20153172386","种植体附件","科特斯牙科种植体工业有限公司Cortex Dental Implants Industries Ltd.","驭楚（上海）贸易有限公司","c75262ec-9cf0-11eb-ac1c-fa163e311f19","种植体附件-基台","基台","MPR-5300","Ti6Al4VELI","C0702031380100007096","C07020313801000070960000006",null,"申报企业自主确认为非招标产品、非中选产品或中选部件的附件（如覆盖螺丝、中央螺丝等）产品之一"]
["239e5473-a0fa-11eb-ac1c-fa163e311f19","e19bdbc6-98e7-11eb-ac1c-fa163e311f19","国械注进20153172386","种植体附件","科特斯牙科种植体工业有限公司Cortex Dental Implants Industries Ltd.","驭楚（上海）贸易有限公司","c75262ec-9cf0-11eb-ac1c-fa163e311f19","种植体附件-基台","钛基台","MPN-TBH2","Ti6Al4VELI","C0702031380100007096","C07020313801000070960000012",null,"申报企业自主确认为非招标产品、非中选产品或中选部件的附件（如覆盖螺丝、中央螺丝等）产品之一"]
["239e96ff-a0fa-11eb-ac1c-fa163e311f19","e19bdbc6-98e7-11eb-ac1c-fa163e311f19","国械注进20153172386","种植体附件","科特斯牙科种植体工业有限公司Cortex Dental Implants Industries Ltd.","驭楚（上海）贸易有限公司","c75262ec-9cf0-11eb-ac1c-fa163e311f19","种植体附件-基台","角度基台18°","MPR-5418","Ti6Al4VELI","C0702031380100007096","C07020313801000070960000017",null,"申报企业自主确认为非招标产品、非中选产品或中选部件的附件（如覆盖螺丝、中央螺丝等）产品之一"]
["239ec4f6-a0fa-11eb-ac1c-fa163e311f19","e19bdbc6-98e7-11eb-ac1c-fa163e311f19","国械注进20153172386","种植体附件","科特斯牙科种植体工业有限公司Cortex Dental Implants Industries Ltd.","驭楚（上海）贸易有限公司","c75262ec-9cf0-11eb-ac1c-fa163e311f19","种植体附件-基台","角度基台30°","MPR-5330","Ti6Al4VELI","C0702031380100007096","C07020313801000070960000018",null,"申报企业自主确认为非招标产品、非中选产品或中选部件的附件（如覆盖螺丝、中央螺丝等）产品之一"]
["239f16c8-a0fa-11eb-ac1c-fa163e311f19","e19bdbc6-98e7-11eb-ac1c-fa163e311f19","国械注进20153172386","种植体附件","科特斯牙科种植体工业有限公司Cortex Dental Implants Industries Ltd.","驭楚（上海）贸易有限公司","c75262ec-9cf0-11eb-ac1c-fa163e311f19","种植体附件-基台","角度基台18°","MPN-5318","Ti6Al4VELI","C0702031380100007096","C07020313801000070960000021",null,"申报企业自主确认为非招标产品、非中选产品或中选部件的附件（如覆盖螺丝、中央螺丝等）产品之一"]
["239f1fbe-a0fa-11eb-ac1c-fa163e311f19","e19bdbc6-98e7-11eb-ac1c-fa163e311f19","国械注进20153172386","种植体附件","科特斯牙科种植体工业有限公司Cortex Dental Implants Industries Ltd.","驭楚（上海）贸易有限公司","c75262ec-9cf0-11eb-ac1c-fa163e311f19","种植体附件-基台","钛基台","CO-TBH1","Ti6Al4VELI","C0702031380100007096","C07020313801000070960000022",null,"申报企业自主确认为非招标产品、非中选产品或中选部件的附件（如覆盖螺丝、中央螺丝等）产品之一"]
["239f5304-a0fa-11eb-ac1c-fa163e311f19","e19bdbc6-98e7-11eb-ac1c-fa163e311f19","国械注进20153172386","种植体附件","科特斯牙科种植体工业有限公司Cortex Dental Implants Industries Ltd.","驭楚（上海）贸易有限公司","c75262ec-9cf0-11eb-ac1c-fa163e311f19","种植体附件-基台","角度基台18°","CO-5118","Ti6Al4VELI","C0702031380100007096","C07020313801000070960000023",null,"申报企业自主确认为非招标产品、非中选产品或中选部件的附件（如覆盖螺丝、中央螺丝等）产品之一"]
["239f5e23-a0fa-11eb-ac1c-fa163e311f19","e19bdbc6-98e7-11eb-ac1c-fa163e311f19","国械注进20153172386","种植体附件","科特斯牙科种植体工业有限公司Cortex Dental Implants Industries Ltd.","驭楚（上海）贸易有限公司","c75262ec-9cf0-11eb-ac1c-fa163e311f19","种植体附件-基台","基台","MPN-5200","Ti6Al4VELI","C0702031380100007096","C07020313801000070960000025",null,"申报企业自主确认为非招标产品、非中选产品或中选部件的附件（如覆盖螺丝、中央螺丝等）产品之一"]
["239f9099-a0fa-11eb-ac1c-fa163e311f19","e19bdbc6-98e7-11eb-ac1c-fa163e311f19","国械注进20153172386","种植体附件","科特斯牙科种植体工业有限公司Cortex Dental Implants Industries Ltd.","驭楚（上海）贸易有限公司","c75262ec-9cf0-11eb-ac1c-fa163e311f19","种植体附件-基台","钛基台","MPR-TBH4","Ti6Al4VELI","C0702031380100007096","C07020313801000070960000026",null,"申报企业自主确认为非招标产品、非中选产品或中选部件的附件（如覆盖螺丝、中央螺丝等）产品之一"]
["239f95e7-a0fa-11eb-ac1c-fa163e311f19","e19bdbc6-98e7-11eb-ac1c-fa163e311f19","国械注进20153172386","种植体附件","科特斯牙科种植体工业有限公司Cortex Dental Implants Industries Ltd.","驭楚（上海）贸易有限公司","c75262ec-9cf0-11eb-ac1c-fa163e311f19","种植体附件-基台","角度基台18°","MPN-5418","Ti6Al4VELI","C0702031380100007096","C07020313801000070960000027",null,"申报企业自主确认为非招标产品、非中选产品或中选部件的附件（如覆盖螺丝、中央螺丝等）产品之一"]
["239fd6d6-a0fa-11eb-ac1c-fa163e311f19","e19bdbc6-98e7-11eb-ac1c-fa163e311f19","国械注进20153172386","种植体附件","科特斯牙科种植体工业有限公司Cortex Dental Implants Industries Ltd.","驭楚（上海）贸易有限公司","c75262ec-9cf0-11eb-ac1c-fa163e311f19","种植体附件-基台","基台","CO-5400","Ti6Al4VELI","C0702031380100007096","C07020313801000070960000030",null,"申报企业自主确认为非招标产品、非中选产品或中选部件的附件（如覆盖螺丝、中央螺丝等）产品之一"]
["23a003c8-a0fa-11eb-ac1c-fa163e311f19","e19bdbc6-98e7-11eb-ac1c-fa163e311f19","国械注进20153172386","种植体附件","科特斯牙科种植体工业有限公司Cortex Dental Implants Industries Ltd.","驭楚（上海）贸易有限公司","c75262ec-9cf0-11eb-ac1c-fa163e311f19","种植体附件-基台","角度基台18°","MPW-5318","Ti6Al4VELI","C0702031380100007096","C07020313801000070960000031",null,"申报企业自主确认为非招标产品、非中选产品或中选部件的附件（如覆盖螺丝、中央螺丝等）产品之一"]
["23a03a15-a0fa-11eb-ac1c-fa163e311f19","e19bdbc6-98e7-11eb-ac1c-fa163e311f19","国械注进20153172386","种植体附件","科特斯牙科种植体工业有限公司Cortex Dental Implants Industries Ltd.","驭楚（上海）贸易有限公司","c75262ec-9cf0-11eb-ac1c-fa163e311f19","种植体附件-基台","钛基台","CO-TBH2","Ti6Al4VELI","C0702031380100007096","C07020313801000070960000034",null,"申报企业自主确认为非招标产品、非中选产品或中选部件的附件（如覆盖螺丝、中央螺丝等）产品之一"]
["23a03ede-a0fa-11eb-ac1c-fa163e311f19","e19bdbc6-98e7-11eb-ac1c-fa163e311f19","国械注进20153172386","种植体附件","科特斯牙科种植体工业有限公司Cortex Dental Implants Industries Ltd.","驭楚（上海）贸易有限公司","c75262ec-9cf0-11eb-ac1c-fa163e311f19","种植体附件-基台","基台","MPW-5400","Ti6Al4VELI","C0702031380100007096","C07020313801000070960000035",null,"申报企业自主确认为非招标产品、非中选产品或中选部件的附件（如覆盖螺丝、中央螺丝等）产品之一"]
["23a06b84-a0fa-11eb-ac1c-fa163e311f19","e19bdbc6-98e7-11eb-ac1c-fa163e311f19","国械注进20153172386","种植体附件","科特斯牙科种植体工业有限公司Cortex Dental Implants Industries Ltd.","驭楚（上海）贸易有限公司","c75262ec-9cf0-11eb-ac1c-fa163e311f19","种植体附件-基台","角度基台30°","MPN-5430","Ti6Al4VELI","C0702031380100007096","C07020313801000070960000036",null,"申报企业自主确认为非招标产品、非中选产品或中选部件的附件（如覆盖螺丝、中央螺丝等）产品之一"]
["23a0b36c-a0fa-11eb-ac1c-fa163e311f19","e19bdbc6-98e7-11eb-ac1c-fa163e311f19","国械注进20153172386","种植体附件","科特斯牙科种植体工业有限公司Cortex Dental Implants Industries Ltd.","驭楚（上海）贸易有限公司","c75262ec-9cf0-11eb-ac1c-fa163e311f19","种植体附件-基台","基台","CO-5100","Ti6Al4VELI","C0702031380100007096","C07020313801000070960000040",null,"申报企业自主确认为非招标产品、非中选产品或中选部件的附件（如覆盖螺丝、中央螺丝等）产品之一"]
["23a0b98e-a0fa-11eb-ac1c-fa163e311f19","e19bdbc6-98e7-11eb-ac1c-fa163e311f19","国械注进20153172386","种植体附件","科特斯牙科种植体工业有限公司Cortex Dental Implants Industries Ltd.","驭楚（上海）贸易有限公司","c75262ec-9cf0-11eb-ac1c-fa163e311f19","种植体附件-基台","角度基台30°","CO-5330","Ti6Al4VELI","C0702031380100007096","C07020313801000070960000041",null,"申报企业自主确认为非招标产品、非中选产品或中选部件的附件（如覆盖螺丝、中央螺丝等）产品之一"]
["23a0be74-a0fa-11eb-ac1c-fa163e311f19","e19bdbc6-98e7-11eb-ac1c-fa163e311f19","国械注进20153172386","种植体附件","科特斯牙科种植体工业有限公司Cortex Dental Implants Industries Ltd.","驭楚（上海）贸易有限公司","c75262ec-9cf0-11eb-ac1c-fa163e311f19","种植体附件-基台","钛基台","MPW-TBR2","Ti6Al4VELI","C0702031380100007096","C07020313801000070960000042",null,"申报企业自主确认为非招标产品、非中选产品或中选部件的附件（如覆盖螺丝、中央螺丝等）产品之一"]
["23a13aa9-a0fa-11eb-ac1c-fa163e311f19","e19bdbc6-98e7-11eb-ac1c-fa163e311f19","国械注进20153172386","种植体附件","科特斯牙科种植体工业有限公司Cortex Dental Implants Industries Ltd.","驭楚（上海）贸易有限公司","c75262ec-9cf0-11eb-ac1c-fa163e311f19","种植体附件-基台","角度基台18°","MPW-5218","Ti6Al4VELI","C0702031380100007096","C07020313801000070960000048",null,"申报企业自主确认为非招标产品、非中选产品或中选部件的附件（如覆盖螺丝、中央螺丝等）产品之一"]
["23a147d2-a0fa-11eb-ac1c-fa163e311f19","e19bdbc6-98e7-11eb-ac1c-fa163e311f19","国械注进20153172386","种植体附件","科特斯牙科种植体工业有限公司Cortex Dental Implants Industries Ltd.","驭楚（上海）贸易有限公司","c75262ec-9cf0-11eb-ac1c-fa163e311f19","种植体附件-基台","基台","MPW-5500","Ti6Al4VELI","C0702031380100007096","C07020313801000070960000050",null,"申报企业自主确认为非招标产品、非中选产品或中选部件的附件（如覆盖螺丝、中央螺丝等）产品之一"]
["23a1788a-a0fa-11eb-ac1c-fa163e311f19","e19bdbc6-98e7-11eb-ac1c-fa163e311f19","国械注进20153172386","种植体附件","科特斯牙科种植体工业有限公司Cortex Dental Implants Industries Ltd.","驭楚（上海）贸易有限公司","c75262ec-9cf0-11eb-ac1c-fa163e311f19","种植体附件-基台","基台","MU-LTSST","Ti6Al4VELI","C0702031380100007096","C07020313801000070960000052",null,"申报企业自主确认为非招标产品、非中选产品或中选部件的附件（如覆盖螺丝、中央螺丝等）产品之一"]
["23a1c6cb-a0fa-11eb-ac1c-fa163e311f19","e19bdbc6-98e7-11eb-ac1c-fa163e311f19","国械注进20153172386","种植体附件","科特斯牙科种植体工业有限公司Cortex Dental Implants Industries Ltd.","驭楚（上海）贸易有限公司","c75262ec-9cf0-11eb-ac1c-fa163e311f19","种植体附件-基台","基台","MPR-5500","Ti6Al4VELI","C0702031380100007096","C07020313801000070960000057",null,"申报企业自主确认为非招标产品、非中选产品或中选部件的附件（如覆盖螺丝、中央螺丝等）产品之一"]
["23a1feda-a0fa-11eb-ac1c-fa163e311f19","e19bdbc6-98e7-11eb-ac1c-fa163e311f19","国械注进20153172386","种植体附件","科特斯牙科种植体工业有限公司Cortex Dental Implants Industries Ltd.","驭楚（上海）贸易有限公司","c75262ec-9cf0-11eb-ac1c-fa163e311f19","种植体附件-基台","钛基台","MPR-TBH3","Ti6Al4VELI","C0702031380100007096","C07020313801000070960000058",null,"申报企业自主确认为非招标产品、非中选产品或中选部件的附件（如覆盖螺丝、中央螺丝等）产品之一"]
["23a2e169-a0fa-11eb-ac1c-fa163e311f19","e19bdbc6-98e7-11eb-ac1c-fa163e311f19","国械注进20153172386","种植体附件","科特斯牙科种植体工业有限公司Cortex Dental Implants Industries Ltd.","驭楚（上海）贸易有限公司","c75262ec-9cf0-11eb-ac1c-fa163e311f19","种植体附件-基台","钛基台","MPW-TBH2","Ti6Al4VELI","C0702031380100007096","C07020313801000070960000063",null,"申报企业自主确认为非招标产品、非中选产品或中选部件的附件（如覆盖螺丝、中央螺丝等）产品之一"]
["23a34888-a0fa-11eb-ac1c-fa163e311f19","e19bdbc6-98e7-11eb-ac1c-fa163e311f19","国械注进20153172386","种植体附件","科特斯牙科种植体工业有限公司Cortex Dental Implants Industries Ltd.","驭楚（上海）贸易有限公司","c75262ec-9cf0-11eb-ac1c-fa163e311f19","种植体附件-基台","钛基台","CO-TBH3","Ti6Al4VELI","C0702031380100007096","C07020313801000070960000067",null,"申报企业自主确认为非招标产品、非中选产品或中选部件的附件（如覆盖螺丝、中央螺丝等）产品之一"]
["23a37605-a0fa-11eb-ac1c-fa163e311f19","e19bdbc6-98e7-11eb-ac1c-fa163e311f19","国械注进20153172386","种植体附件","科特斯牙科种植体工业有限公司Cortex Dental Implants Industries Ltd.","驭楚（上海）贸易有限公司","c75262ec-9cf0-11eb-ac1c-fa163e311f19","种植体附件-基台","基台","MPR-5400","Ti6Al4VELI","C0702031380100007096","C07020313801000070960000068",null,"申报企业自主确认为非招标产品、非中选产品或中选部件的附件（如覆盖螺丝、中央螺丝等）产品之一"]
["23a4a969-a0fa-11eb-ac1c-fa163e311f19","e19bdbc6-98e7-11eb-ac1c-fa163e311f19","国械注进20153172386","种植体附件","科特斯牙科种植体工业有限公司Cortex Dental Implants Industries Ltd.","驭楚（上海）贸易有限公司","c75262ec-9cf0-11eb-ac1c-fa163e311f19","种植体附件-基台","角度基台18°","MPN-5218","Ti6Al4VELI","C0702031380100007096","C07020313801000070960000079",null,"申报企业自主确认为非招标产品、非中选产品或中选部件的附件（如覆盖螺丝、中央螺丝等）产品之一"]
["23a4ef9b-a0fa-11eb-ac1c-fa163e311f19","e19bdbc6-98e7-11eb-ac1c-fa163e311f19","国械注进20153172386","种植体附件","科特斯牙科种植体工业有限公司Cortex Dental Implants Industries Ltd.","驭楚（上海）贸易有限公司","c75262ec-9cf0-11eb-ac1c-fa163e311f19","种植体附件-基台","角度基台18°","CO-5418","Ti6Al4VELI","C0702031380100007096","C07020313801000070960000083",null,"申报企业自主确认为非招标产品、非中选产品或中选部件的附件（如覆盖螺丝、中央螺丝等）产品之一"]
["23a4fa70-a0fa-11eb-ac1c-fa163e311f19","e19bdbc6-98e7-11eb-ac1c-fa163e311f19","国械注进20153172386","种植体附件","科特斯牙科种植体工业有限公司Cortex Dental Implants Industries Ltd.","驭楚（上海）贸易有限公司","c75262ec-9cf0-11eb-ac1c-fa163e311f19","种植体附件-基台","钛基台","MPN-TBH3","Ti6Al4VELI","C0702031380100007096","C07020313801000070960000084",null,"申报企业自主确认为非招标产品、非中选产品或中选部件的附件（如覆盖螺丝、中央螺丝等）产品之一"]
["23a525f4-a0fa-11eb-ac1c-fa163e311f19","e19bdbc6-98e7-11eb-ac1c-fa163e311f19","国械注进20153172386","种植体附件","科特斯牙科种植体工业有限公司Cortex Dental Implants Industries Ltd.","驭楚（上海）贸易有限公司","c75262ec-9cf0-11eb-ac1c-fa163e311f19","种植体附件-基台","角度基台18°","MPR-5518","Ti6Al4VELI","C0702031380100007096","C07020313801000070960000085",null,"申报企业自主确认为非招标产品、非中选产品或中选部件的附件（如覆盖螺丝、中央螺丝等）产品之一"]
["23a58a9a-a0fa-11eb-ac1c-fa163e311f19","e19bdbc6-98e7-11eb-ac1c-fa163e311f19","国械注进20153172386","种植体附件","科特斯牙科种植体工业有限公司Cortex Dental Implants Industries Ltd.","驭楚（上海）贸易有限公司","c75262ec-9cf0-11eb-ac1c-fa163e311f19","种植体附件-基台","角度基台18°","MPR-5318","Ti6Al4VELI","C0702031380100007096","C07020313801000070960000089",null,"申报企业自主确认为非招标产品、非中选产品或中选部件的附件（如覆盖螺丝、中央螺丝等）产品之一"]
["23a89695-a0fa-11eb-ac1c-fa163e311f19","e19bdbc6-98e7-11eb-ac1c-fa163e311f19","国械注进20153172386","种植体附件","科特斯牙科种植体工业有限公司Cortex Dental Implants Industries Ltd.","驭楚（上海）贸易有限公司","c75262ec-9cf0-11eb-ac1c-fa163e311f19","种植体附件-基台","钛基台","CO-TBR4","Ti6Al4VELI","C0702031380100007096","C07020313801000070960000092",null,"申报企业自主确认为非招标产品、非中选产品或中选部件的附件（如覆盖螺丝、中央螺丝等）产品之一"]
["23a8c0ff-a0fa-11eb-ac1c-fa163e311f19","e19bdbc6-98e7-11eb-ac1c-fa163e311f19","国械注进20153172386","种植体附件","科特斯牙科种植体工业有限公司Cortex Dental Implants Industries Ltd.","驭楚（上海）贸易有限公司","c75262ec-9cf0-11eb-ac1c-fa163e311f19","种植体附件-基台","钛基台","MPN-TBR3","Ti6Al4VELI","C0702031380100007096","C07020313801000070960000093",null,"申报企业自主确认为非招标产品、非中选产品或中选部件的附件（如覆盖螺丝、中央螺丝等）产品之一"]
["23a90d70-a0fa-11eb-ac1c-fa163e311f19","e19bdbc6-98e7-11eb-ac1c-fa163e311f19","国械注进20153172386","种植体附件","科特斯牙科种植体工业有限公司Cortex Dental Implants Industries Ltd.","驭楚（上海）贸易有限公司","c75262ec-9cf0-11eb-ac1c-fa163e311f19","种植体附件-基台","角度基台30°","MPN-5130","Ti6Al4VELI","C0702031380100007096","C07020313801000070960000095",null,"申报企业自主确认为非招标产品、非中选产品或中选部件的附件（如覆盖螺丝、中央螺丝等）产品之一"]
["23a9a38c-a0fa-11eb-ac1c-fa163e311f19","e19bdbc6-98e7-11eb-ac1c-fa163e311f19","国械注进20153172386","种植体附件","科特斯牙科种植体工业有限公司Cortex Dental Implants Industries Ltd.","驭楚（上海）贸易有限公司","c75262ec-9cf0-11eb-ac1c-fa163e311f19","种植体附件-基台","角度基台30°","MPW-5430","Ti6Al4VELI","C0702031380100007096","C07020313801000070960000099",null,"申报企业自主确认为非招标产品、非中选产品或中选部件的附件（如覆盖螺丝、中央螺丝等）产品之一"]
["23aa08b6-a0fa-11eb-ac1c-fa163e311f19","e19bdbc6-98e7-11eb-ac1c-fa163e311f19","国械注进20153172386","种植体附件","科特斯牙科种植体工业有限公司Cortex Dental Implants Industries Ltd.","驭楚（上海）贸易有限公司","c75262ec-9cf0-11eb-ac1c-fa163e311f19","种植体附件-基台","角度基台30°","MPW-5230","Ti6Al4VELI","C0702031380100007096","C07020313801000070960000103",null,"申报企业自主确认为非招标产品、非中选产品或中选部件的附件（如覆盖螺丝、中央螺丝等）产品之一"]
["23aaed6b-a0fa-11eb-ac1c-fa163e311f19","e19bdbc6-98e7-11eb-ac1c-fa163e311f19","国械注进20153172386","种植体附件","科特斯牙科种植体工业有限公司Cortex Dental Implants Industries Ltd.","驭楚（上海）贸易有限公司","c75262ec-9cf0-11eb-ac1c-fa163e311f19","种植体附件-基台","角度基台18°","MPN-5118","Ti6Al4VELI","C0702031380100007096","C07020313801000070960000105",null,"申报企业自主确认为非招标产品、非中选产品或中选部件的附件（如覆盖螺丝、中央螺丝等）产品之一"]
["23aaf416-a0fa-11eb-ac1c-fa163e311f19","e19bdbc6-98e7-11eb-ac1c-fa163e311f19","国械注进20153172386","种植体附件","科特斯牙科种植体工业有限公司Cortex Dental Implants Industries Ltd.","驭楚（上海）贸易有限公司","c75262ec-9cf0-11eb-ac1c-fa163e311f19","种植体附件-基台","钛基台","MPR-TBR3","Ti6Al4VELI","C0702031380100007096","C07020313801000070960000106",null,"申报企业自主确认为非招标产品、非中选产品或中选部件的附件（如覆盖螺丝、中央螺丝等）产品之一"]
["23aaf927-a0fa-11eb-ac1c-fa163e311f19","e19bdbc6-98e7-11eb-ac1c-fa163e311f19","国械注进20153172386","种植体附件","科特斯牙科种植体工业有限公司Cortex Dental Implants Industries Ltd.","驭楚（上海）贸易有限公司","c75262ec-9cf0-11eb-ac1c-fa163e311f19","种植体附件-基台","钛基台","CO-TBR1","Ti6Al4VELI","C0702031380100007096","C07020313801000070960000107",null,"申报企业自主确认为非招标产品、非中选产品或中选部件的附件（如覆盖螺丝、中央螺丝等）产品之一"]
["23ab2747-a0fa-11eb-ac1c-fa163e311f19","e19bdbc6-98e7-11eb-ac1c-fa163e311f19","国械注进20153172386","种植体附件","科特斯牙科种植体工业有限公司Cortex Dental Implants Industries Ltd.","驭楚（上海）贸易有限公司","c75262ec-9cf0-11eb-ac1c-fa163e311f19","种植体附件-基台","基台","CO-5500","Ti6Al4VELI","C0702031380100007096","C07020313801000070960000109",null,"申报企业自主确认为非招标产品、非中选产品或中选部件的附件（如覆盖螺丝、中央螺丝等）产品之一"]
["23ac3c64-a0fa-11eb-ac1c-fa163e311f19","e19bdbc6-98e7-11eb-ac1c-fa163e311f19","国械注进20153172386","种植体附件","科特斯牙科种植体工业有限公司Cortex Dental Implants Industries Ltd.","驭楚（上海）贸易有限公司","c75262ec-9cf0-11eb-ac1c-fa163e311f19","种植体附件-基台","钛基台","CO-TBH4","Ti6Al4VELI","C0702031380100007096","C07020313801000070960000116",null,"申报企业自主确认为非招标产品、非中选产品或中选部件的附件（如覆盖螺丝、中央螺丝等）产品之一"]
["23ac614d-a0fa-11eb-ac1c-fa163e311f19","e19bdbc6-98e7-11eb-ac1c-fa163e311f19","国械注进20153172386","种植体附件","科特斯牙科种植体工业有限公司Cortex Dental Implants Industries Ltd.","驭楚（上海）贸易有限公司","c75262ec-9cf0-11eb-ac1c-fa163e311f19","种植体附件-基台","基台","MPR-5100","Ti6Al4VELI","C0702031380100007096","C07020313801000070960000117",null,"申报企业自主确认为非招标产品、非中选产品或中选部件的附件（如覆盖螺丝、中央螺丝等）产品之一"]
["23acdffb-a0fa-11eb-ac1c-fa163e311f19","e19bdbc6-98e7-11eb-ac1c-fa163e311f19","国械注进20153172386","种植体附件","科特斯牙科种植体工业有限公司Cortex Dental Implants Industries Ltd.","驭楚（上海）贸易有限公司","c75262ec-9cf0-11eb-ac1c-fa163e311f19","种植体附件-基台","角度基台30°","CO-5430","Ti6Al4VELI","C0702031380100007096","C07020313801000070960000119",null,"申报企业自主确认为非招标产品、非中选产品或中选部件的附件（如覆盖螺丝、中央螺丝等）产品之一"]
["23ad2c74-a0fa-11eb-ac1c-fa163e311f19","e19bdbc6-98e7-11eb-ac1c-fa163e311f19","国械注进20153172386","种植体附件","科特斯牙科种植体工业有限公司Cortex Dental Implants Industries Ltd.","驭楚（上海）贸易有限公司","c75262ec-9cf0-11eb-ac1c-fa163e311f19","种植体附件-基台","角度基台30°","MPR-5230","Ti6Al4VELI","C0702031380100007096","C07020313801000070960000121",null,"申报企业自主确认为非招标产品、非中选产品或中选部件的附件（如覆盖螺丝、中央螺丝等）产品之一"]
["23ad329f-a0fa-11eb-ac1c-fa163e311f19","e19bdbc6-98e7-11eb-ac1c-fa163e311f19","国械注进20153172386","种植体附件","科特斯牙科种植体工业有限公司Cortex Dental Implants Industries Ltd.","驭楚（上海）贸易有限公司","c75262ec-9cf0-11eb-ac1c-fa163e311f19","种植体附件-基台","角度基台30°","MPN-5230","Ti6Al4VELI","C0702031380100007096","C07020313801000070960000122",null,"申报企业自主确认为非招标产品、非中选产品或中选部件的附件（如覆盖螺丝、中央螺丝等）产品之一"]
["23adc0c6-a0fa-11eb-ac1c-fa163e311f19","e19bdbc6-98e7-11eb-ac1c-fa163e311f19","国械注进20153172386","种植体附件","科特斯牙科种植体工业有限公司Cortex Dental Implants Industries Ltd.","驭楚（上海）贸易有限公司","c75262ec-9cf0-11eb-ac1c-fa163e311f19","种植体附件-基台","角度基台18°","MPW-5118","Ti6Al4VELI","C0702031380100007096","C07020313801000070960000126",null,"申报企业自主确认为非招标产品、非中选产品或中选部件的附件（如覆盖螺丝、中央螺丝等）产品之一"]
["23ae3b3e-a0fa-11eb-ac1c-fa163e311f19","e19bdbc6-98e7-11eb-ac1c-fa163e311f19","国械注进20153172386","种植体附件","科特斯牙科种植体工业有限公司Cortex Dental Implants Industries Ltd.","驭楚（上海）贸易有限公司","c75262ec-9cf0-11eb-ac1c-fa163e311f19","种植体附件-基台","基台","MPN-5100","Ti6Al4VELI","C0702031380100007096","C07020313801000070960000128",null,"申报企业自主确认为非招标产品、非中选产品或中选部件的附件（如覆盖螺丝、中央螺丝等）产品之一"]
["23aeb981-a0fa-11eb-ac1c-fa163e311f19","e19bdbc6-98e7-11eb-ac1c-fa163e311f19","国械注进20153172386","种植体附件","科特斯牙科种植体工业有限公司Cortex Dental Implants Industries Ltd.","驭楚（上海）贸易有限公司","c75262ec-9cf0-11eb-ac1c-fa163e311f19","种植体附件-基台","角度基台30°","MPW-5130","Ti6Al4VELI","C0702031380100007096","C07020313801000070960000131",null,"申报企业自主确认为非招标产品、非中选产品或中选部件的附件（如覆盖螺丝、中央螺丝等）产品之一"]
["23af000c-a0fa-11eb-ac1c-fa163e311f19","e19bdbc6-98e7-11eb-ac1c-fa163e311f19","国械注进20153172386","种植体附件","科特斯牙科种植体工业有限公司Cortex Dental Implants Industries Ltd.","驭楚（上海）贸易有限公司","c75262ec-9cf0-11eb-ac1c-fa163e311f19","种植体附件-基台","角度基台30°","MPW-5330","Ti6Al4VELI","C0702031380100007096","C07020313801000070960000133",null,"申报企业自主确认为非招标产品、非中选产品或中选部件的附件（如覆盖螺丝、中央螺丝等）产品之一"]
["23af254f-a0fa-11eb-ac1c-fa163e311f19","e19bdbc6-98e7-11eb-ac1c-fa163e311f19","国械注进20153172386","种植体附件","科特斯牙科种植体工业有限公司Cortex Dental Implants Industries Ltd.","驭楚（上海）贸易有限公司","c75262ec-9cf0-11eb-ac1c-fa163e311f19","种植体附件-基台","基台","CO-5200","Ti6Al4VELI","C0702031380100007096","C07020313801000070960000134",null,"申报企业自主确认为非招标产品、非中选产品或中选部件的附件（如覆盖螺丝、中央螺丝等）产品之一"]
["23af5c8c-a0fa-11eb-ac1c-fa163e311f19","e19bdbc6-98e7-11eb-ac1c-fa163e311f19","国械注进20153172386","种植体附件","科特斯牙科种植体工业有限公司Cortex Dental Implants Industries Ltd.","驭楚（上海）贸易有限公司","c75262ec-9cf0-11eb-ac1c-fa163e311f19","种植体附件-基台","基台","CO-5300","Ti6Al4VELI","C0702031380100007096","C07020313801000070960000135",null,"申报企业自主确认为非招标产品、非中选产品或中选部件的附件（如覆盖螺丝、中央螺丝等）产品之一"]
["23affd60-a0fa-11eb-ac1c-fa163e311f19","e19bdbc6-98e7-11eb-ac1c-fa163e311f19","国械注进20153172386","种植体附件","科特斯牙科种植体工业有限公司Cortex Dental Implants Industries Ltd.","驭楚（上海）贸易有限公司","c75262ec-9cf0-11eb-ac1c-fa163e311f19","种植体附件-基台","角度基台30°","CO-5530","Ti6Al4VELI","C0702031380100007096","C07020313801000070960000139",null,"申报企业自主确认为非招标产品、非中选产品或中选部件的附件（如覆盖螺丝、中央螺丝等）产品之一"]
["23b09b91-a0fa-11eb-ac1c-fa163e311f19","e19bdbc6-98e7-11eb-ac1c-fa163e311f19","国械注进20153172386","种植体附件","科特斯牙科种植体工业有限公司Cortex Dental Implants Industries Ltd.","驭楚（上海）贸易有限公司","c75262ec-9cf0-11eb-ac1c-fa163e311f19","种植体附件-基台","钛基台","MPW-TBR3","Ti6Al4VELI","C0702031380100007096","C07020313801000070960000143",null,"申报企业自主确认为非招标产品、非中选产品或中选部件的附件（如覆盖螺丝、中央螺丝等）产品之一"]
["23b1329b-a0fa-11eb-ac1c-fa163e311f19","e19bdbc6-98e7-11eb-ac1c-fa163e311f19","国械注进20153172386","种植体附件","科特斯牙科种植体工业有限公司Cortex Dental Implants Industries Ltd.","驭楚（上海）贸易有限公司","c75262ec-9cf0-11eb-ac1c-fa163e311f19","种植体附件-基台","钛基台","MPR-TBR2","Ti6Al4VELI","C0702031380100007096","C07020313801000070960000147",null,"申报企业自主确认为非招标产品、非中选产品或中选部件的附件（如覆盖螺丝、中央螺丝等）产品之一"]
["23b157af-a0fa-11eb-ac1c-fa163e311f19","e19bdbc6-98e7-11eb-ac1c-fa163e311f19","国械注进20153172386","种植体附件","科特斯牙科种植体工业有限公司Cortex Dental Implants Industries Ltd.","驭楚（上海）贸易有限公司","c75262ec-9cf0-11eb-ac1c-fa163e311f19","种植体附件-基台","钛基台","MPR-TBH2","Ti6Al4VELI","C0702031380100007096","C07020313801000070960000148",null,"申报企业自主确认为非招标产品、非中选产品或中选部件的附件（如覆盖螺丝、中央螺丝等）产品之一"]
["23b1e2da-a0fa-11eb-ac1c-fa163e311f19","e19bdbc6-98e7-11eb-ac1c-fa163e311f19","国械注进20153172386","种植体附件","科特斯牙科种植体工业有限公司Cortex Dental Implants Industries Ltd.","驭楚（上海）贸易有限公司","c75262ec-9cf0-11eb-ac1c-fa163e311f19","种植体附件-基台","钛基台","MPW-TBH4","Ti6Al4VELI","C0702031380100007096","C07020313801000070960000151",null,"申报企业自主确认为非招标产品、非中选产品或中选部件的附件（如覆盖螺丝、中央螺丝等）产品之一"]
["23b2356b-a0fa-11eb-ac1c-fa163e311f19","e19bdbc6-98e7-11eb-ac1c-fa163e311f19","国械注进20153172386","种植体附件","科特斯牙科种植体工业有限公司Cortex Dental Implants Industries Ltd.","驭楚（上海）贸易有限公司","c75262ec-9cf0-11eb-ac1c-fa163e311f19","种植体附件-基台","基台","MPN-5500","Ti6Al4VELI","C0702031380100007096","C07020313801000070960000153",null,"申报企业自主确认为非招标产品、非中选产品或中选部件的附件（如覆盖螺丝、中央螺丝等）产品之一"]
["23b23ebf-a0fa-11eb-ac1c-fa163e311f19","e19bdbc6-98e7-11eb-ac1c-fa163e311f19","国械注进20153172386","种植体附件","科特斯牙科种植体工业有限公司Cortex Dental Implants Industries Ltd.","驭楚（上海）贸易有限公司","c75262ec-9cf0-11eb-ac1c-fa163e311f19","种植体附件-基台","钛基台","MPR-TBH1","Ti6Al4VELI","C0702031380100007096","C07020313801000070960000155",null,"申报企业自主确认为非招标产品、非中选产品或中选部件的附件（如覆盖螺丝、中央螺丝等）产品之一"]
["23b242d1-a0fa-11eb-ac1c-fa163e311f19","e19bdbc6-98e7-11eb-ac1c-fa163e311f19","国械注进20153172386","种植体附件","科特斯牙科种植体工业有限公司Cortex Dental Implants Industries Ltd.","驭楚（上海）贸易有限公司","c75262ec-9cf0-11eb-ac1c-fa163e311f19","种植体附件-基台","钛基台","MPN-TBH1","Ti6Al4VELI","C0702031380100007096","C07020313801000070960000156",null,"申报企业自主确认为非招标产品、非中选产品或中选部件的附件（如覆盖螺丝、中央螺丝等）产品之一"]
["23b87ad2-a0fa-11eb-ac1c-fa163e311f19","e19bdbc6-98e7-11eb-ac1c-fa163e311f19","国械注进20153172386","种植体附件","科特斯牙科种植体工业有限公司Cortex Dental Implants Industries Ltd.","驭楚（上海）贸易有限公司","c75262ec-9cf0-11eb-ac1c-fa163e311f19","种植体附件-基台","角度基台30°","MPR-5130","Ti6Al4VELI","C0702031380100007096","C07020313801000070960000159",null,"申报企业自主确认为非招标产品、非中选产品或中选部件的附件（如覆盖螺丝、中央螺丝等）产品之一"]
["23bc1068-a0fa-11eb-ac1c-fa163e311f19","e19bdbc6-98e7-11eb-ac1c-fa163e311f19","国械注进20153172386","种植体附件","科特斯牙科种植体工业有限公司Cortex Dental Implants Industries Ltd.","驭楚（上海）贸易有限公司","c75262ec-9cf0-11eb-ac1c-fa163e311f19","种植体附件-基台","角度基台18°","MPR-5118","Ti6Al4VELI","C0702031380100007096","C07020313801000070960000160",null,"申报企业自主确认为非招标产品、非中选产品或中选部件的附件（如覆盖螺丝、中央螺丝等）产品之一"]
["23bccb65-a0fa-11eb-ac1c-fa163e311f19","e19bdbc6-98e7-11eb-ac1c-fa163e311f19","国械注进20153172386","种植体附件","科特斯牙科种植体工业有限公司Cortex Dental Implants Industries Ltd.","驭楚（上海）贸易有限公司","c75262ec-9cf0-11eb-ac1c-fa163e311f19","种植体附件-基台","角度基台18°","CO-5318","Ti6Al4VELI","C0702031380100007096","C07020313801000070960000165",null,"申报企业自主确认为非招标产品、非中选产品或中选部件的附件（如覆盖螺丝、中央螺丝等）产品之一"]
["23bcd3a5-a0fa-11eb-ac1c-fa163e311f19","e19bdbc6-98e7-11eb-ac1c-fa163e311f19","国械注进20153172386","种植体附件","科特斯牙科种植体工业有限公司Cortex Dental Implants Industries Ltd.","驭楚（上海）贸易有限公司","c75262ec-9cf0-11eb-ac1c-fa163e311f19","种植体附件-基台","钛基台","CO-TBR3","Ti6Al4VELI","C0702031380100007096","C07020313801000070960000167",null,"申报企业自主确认为非招标产品、非中选产品或中选部件的附件（如覆盖螺丝、中央螺丝等）产品之一"]
["23bd3602-a0fa-11eb-ac1c-fa163e311f19","e19bdbc6-98e7-11eb-ac1c-fa163e311f19","国械注进20153172386","种植体附件","科特斯牙科种植体工业有限公司Cortex Dental Implants Industries Ltd.","驭楚（上海）贸易有限公司","c75262ec-9cf0-11eb-ac1c-fa163e311f19","种植体附件-基台","钛基台","MPR-TBR4","Ti6Al4VELI","C0702031380100007096","C07020313801000070960000174",null,"申报企业自主确认为非招标产品、非中选产品或中选部件的附件（如覆盖螺丝、中央螺丝等）产品之一"]
["23bd8373-a0fa-11eb-ac1c-fa163e311f19","e19bdbc6-98e7-11eb-ac1c-fa163e311f19","国械注进20153172386","种植体附件","科特斯牙科种植体工业有限公司Cortex Dental Implants Industries Ltd.","驭楚（上海）贸易有限公司","c75262ec-9cf0-11eb-ac1c-fa163e311f19","种植体附件-基台","角度基台30°","MPW-5530","Ti6Al4VELI","C0702031380100007096","C07020313801000070960000176",null,"申报企业自主确认为非招标产品、非中选产品或中选部件的附件（如覆盖螺丝、中央螺丝等）产品之一"]
["23bdd3b6-a0fa-11eb-ac1c-fa163e311f19","e19bdbc6-98e7-11eb-ac1c-fa163e311f19","国械注进20153172386","种植体附件","科特斯牙科种植体工业有限公司Cortex Dental Implants Industries Ltd.","驭楚（上海）贸易有限公司","c75262ec-9cf0-11eb-ac1c-fa163e311f19","种植体附件-基台","钛基台","MPR-TBR1","Ti6Al4VELI","C0702031380100007096","C07020313801000070960000178",null,"申报企业自主确认为非招标产品、非中选产品或中选部件的附件（如覆盖螺丝、中央螺丝等）产品之一"]
["23bdf764-a0fa-11eb-ac1c-fa163e311f19","e19bdbc6-98e7-11eb-ac1c-fa163e311f19","国械注进20153172386","种植体附件","科特斯牙科种植体工业有限公司Cortex Dental Implants Industries Ltd.","驭楚（上海）贸易有限公司","c75262ec-9cf0-11eb-ac1c-fa163e311f19","种植体附件-基台","基台","MU-STSST","Ti6Al4VELI","C0702031380100007096","C07020313801000070960000179",null,"申报企业自主确认为非招标产品、非中选产品或中选部件的附件（如覆盖螺丝、中央螺丝等）产品之一"]
["23be1ce1-a0fa-11eb-ac1c-fa163e311f19","e19bdbc6-98e7-11eb-ac1c-fa163e311f19","国械注进20153172386","种植体附件","科特斯牙科种植体工业有限公司Cortex Dental Implants Industries Ltd.","驭楚（上海）贸易有限公司","c75262ec-9cf0-11eb-ac1c-fa163e311f19","种植体附件-基台","钛基台","MPW-TBH1","Ti6Al4VELI","C0702031380100007096","C07020313801000070960000180",null,"申报企业自主确认为非招标产品、非中选产品或中选部件的附件（如覆盖螺丝、中央螺丝等）产品之一"]
["23bea312-a0fa-11eb-ac1c-fa163e311f19","e19bdbc6-98e7-11eb-ac1c-fa163e311f19","国械注进20153172386","种植体附件","科特斯牙科种植体工业有限公司Cortex Dental Implants Industries Ltd.","驭楚（上海）贸易有限公司","c75262ec-9cf0-11eb-ac1c-fa163e311f19","种植体附件-基台","钛基台","MPN-TBR1","Ti6Al4VELI","C0702031380100007096","C07020313801000070960000183",null,"申报企业自主确认为非招标产品、非中选产品或中选部件的附件（如覆盖螺丝、中央螺丝等）产品之一"]
["23bf1d11-a0fa-11eb-ac1c-fa163e311f19","e19bdbc6-98e7-11eb-ac1c-fa163e311f19","国械注进20153172386","种植体附件","科特斯牙科种植体工业有限公司Cortex Dental Implants Industries Ltd.","驭楚（上海）贸易有限公司","c75262ec-9cf0-11eb-ac1c-fa163e311f19","种植体附件-基台","基台","MPR-5200","Ti6Al4VELI","C0702031380100007096","C07020313801000070960000186",null,"申报企业自主确认为非招标产品、非中选产品或中选部件的附件（如覆盖螺丝、中央螺丝等）产品之一"]
["23bf21af-a0fa-11eb-ac1c-fa163e311f19","e19bdbc6-98e7-11eb-ac1c-fa163e311f19","国械注进20153172386","种植体附件","科特斯牙科种植体工业有限公司Cortex Dental Implants Industries Ltd.","驭楚（上海）贸易有限公司","c75262ec-9cf0-11eb-ac1c-fa163e311f19","种植体附件-基台","角度基台30°","MPN-5530","Ti6Al4VELI","C0702031380100007096","C07020313801000070960000187",null,"申报企业自主确认为非招标产品、非中选产品或中选部件的附件（如覆盖螺丝、中央螺丝等）产品之一"]
["23bf2560-a0fa-11eb-ac1c-fa163e311f19","e19bdbc6-98e7-11eb-ac1c-fa163e311f19","国械注进20153172386","种植体附件","科特斯牙科种植体工业有限公司Cortex Dental Implants Industries Ltd.","驭楚（上海）贸易有限公司","c75262ec-9cf0-11eb-ac1c-fa163e311f19","种植体附件-基台","角度基台30°","CO-5130","Ti6Al4VELI","C0702031380100007096","C07020313801000070960000188",null,"申报企业自主确认为非招标产品、非中选产品或中选部件的附件（如覆盖螺丝、中央螺丝等）产品之一"]
["23bf292b-a0fa-11eb-ac1c-fa163e311f19","e19bdbc6-98e7-11eb-ac1c-fa163e311f19","国械注进20153172386","种植体附件","科特斯牙科种植体工业有限公司Cortex Dental Implants Industries Ltd.","驭楚（上海）贸易有限公司","c75262ec-9cf0-11eb-ac1c-fa163e311f19","种植体附件-基台","角度基台30°","MPR-5530","Ti6Al4VELI","C0702031380100007096","C07020313801000070960000189",null,"申报企业自主确认为非招标产品、非中选产品或中选部件的附件（如覆盖螺丝、中央螺丝等）产品之一"]
["23bf5082-a0fa-11eb-ac1c-fa163e311f19","e19bdbc6-98e7-11eb-ac1c-fa163e311f19","国械注进20153172386","种植体附件","科特斯牙科种植体工业有限公司Cortex Dental Implants Industries Ltd.","驭楚（上海）贸易有限公司","c75262ec-9cf0-11eb-ac1c-fa163e311f19","种植体附件-基台","基台","MPW-5300","Ti6Al4VELI","C0702031380100007096","C07020313801000070960000190",null,"申报企业自主确认为非招标产品、非中选产品或中选部件的附件（如覆盖螺丝、中央螺丝等）产品之一"]
["23bf9a1f-a0fa-11eb-ac1c-fa163e311f19","e19bdbc6-98e7-11eb-ac1c-fa163e311f19","国械注进20153172386","种植体附件","科特斯牙科种植体工业有限公司Cortex Dental Implants Industries Ltd.","驭楚（上海）贸易有限公司","c75262ec-9cf0-11eb-ac1c-fa163e311f19","种植体附件-基台","钛基台","CO-TBR2","Ti6Al4VELI","C0702031380100007096","C07020313801000070960000196",null,"申报企业自主确认为非招标产品、非中选产品或中选部件的附件（如覆盖螺丝、中央螺丝等）产品之一"]
["23bf9d9e-a0fa-11eb-ac1c-fa163e311f19","e19bdbc6-98e7-11eb-ac1c-fa163e311f19","国械注进20153172386","种植体附件","科特斯牙科种植体工业有限公司Cortex Dental Implants Industries Ltd.","驭楚（上海）贸易有限公司","c75262ec-9cf0-11eb-ac1c-fa163e311f19","种植体附件-基台","角度基台30°","MPN-5330","Ti6Al4VELI","C0702031380100007096","C07020313801000070960000197",null,"申报企业自主确认为非招标产品、非中选产品或中选部件的附件（如覆盖螺丝、中央螺丝等）产品之一"]
["23bfc804-a0fa-11eb-ac1c-fa163e311f19","e19bdbc6-98e7-11eb-ac1c-fa163e311f19","国械注进20153172386","种植体附件","科特斯牙科种植体工业有限公司Cortex Dental Implants Industries Ltd.","驭楚（上海）贸易有限公司","c75262ec-9cf0-11eb-ac1c-fa163e311f19","种植体附件-基台","角度基台18°","MPW-5418","Ti6Al4VELI","C0702031380100007096","C07020313801000070960000199",null,"申报企业自主确认为非招标产品、非中选产品或中选部件的附件（如覆盖螺丝、中央螺丝等）产品之一"]
["23bfd296-a0fa-11eb-ac1c-fa163e311f19","e19bdbc6-98e7-11eb-ac1c-fa163e311f19","国械注进20153172386","种植体附件","科特斯牙科种植体工业有限公司Cortex Dental Implants Industries Ltd.","驭楚（上海）贸易有限公司","c75262ec-9cf0-11eb-ac1c-fa163e311f19","种植体附件-基台","角度基台18°","MPN-5518","Ti6Al4VELI","C0702031380100007096","C07020313801000070960000201",null,"申报企业自主确认为非招标产品、非中选产品或中选部件的附件（如覆盖螺丝、中央螺丝等）产品之一"]
["23bfd625-a0fa-11eb-ac1c-fa163e311f19","e19bdbc6-98e7-11eb-ac1c-fa163e311f19","国械注进20153172386","种植体附件","科特斯牙科种植体工业有限公司Cortex Dental Implants Industries Ltd.","驭楚（上海）贸易有限公司","c75262ec-9cf0-11eb-ac1c-fa163e311f19","种植体附件-基台","基台","MPW-5200","Ti6Al4VELI","C0702031380100007096","C07020313801000070960000202",null,"申报企业自主确认为非招标产品、非中选产品或中选部件的附件（如覆盖螺丝、中央螺丝等）产品之一"]
["23c00a71-a0fa-11eb-ac1c-fa163e311f19","e19bdbc6-98e7-11eb-ac1c-fa163e311f19","国械注进20153172386","种植体附件","科特斯牙科种植体工业有限公司Cortex Dental Implants Industries Ltd.","驭楚（上海）贸易有限公司","c75262ec-9cf0-11eb-ac1c-fa163e311f19","种植体附件-基台","角度基台18°","CO-5518","Ti6Al4VELI","C0702031380100007096","C07020313801000070960000205",null,"申报企业自主确认为非招标产品、非中选产品或中选部件的附件（如覆盖螺丝、中央螺丝等）产品之一"]
["23c0130b-a0fa-11eb-ac1c-fa163e311f19","e19bdbc6-98e7-11eb-ac1c-fa163e311f19","国械注进20153172386","种植体附件","科特斯牙科种植体工业有限公司Cortex Dental Implants Industries Ltd.","驭楚（上海）贸易有限公司","c75262ec-9cf0-11eb-ac1c-fa163e311f19","种植体附件-基台","角度基台30°","CO-5230","Ti6Al4VELI","C0702031380100007096","C07020313801000070960000207",null,"申报企业自主确认为非招标产品、非中选产品或中选部件的附件（如覆盖螺丝、中央螺丝等）产品之一"]
["23c04185-a0fa-11eb-ac1c-fa163e311f19","e19bdbc6-98e7-11eb-ac1c-fa163e311f19","国械注进20153172386","种植体附件","科特斯牙科种植体工业有限公司Cortex Dental Implants Industries Ltd.","驭楚（上海）贸易有限公司","c75262ec-9cf0-11eb-ac1c-fa163e311f19","种植体附件-基台","基台","MPN-5400","Ti6Al4VELI","C0702031380100007096","C07020313801000070960000208",null,"申报企业自主确认为非招标产品、非中选产品或中选部件的附件（如覆盖螺丝、中央螺丝等）产品之一"]
["23c086c6-a0fa-11eb-ac1c-fa163e311f19","e19bdbc6-98e7-11eb-ac1c-fa163e311f19","国械注进20153172386","种植体附件","科特斯牙科种植体工业有限公司Cortex Dental Implants Industries Ltd.","驭楚（上海）贸易有限公司","c75262ec-9cf0-11eb-ac1c-fa163e311f19","种植体附件-基台","基台","MPW-5100","Ti6Al4VELI","C0702031380100007096","C07020313801000070960000212",null,"申报企业自主确认为非招标产品、非中选产品或中选部件的附件（如覆盖螺丝、中央螺丝等）产品之一"]
["23c08e8b-a0fa-11eb-ac1c-fa163e311f19","e19bdbc6-98e7-11eb-ac1c-fa163e311f19","国械注进20153172386","种植体附件","科特斯牙科种植体工业有限公司Cortex Dental Implants Industries Ltd.","驭楚（上海）贸易有限公司","c75262ec-9cf0-11eb-ac1c-fa163e311f19","种植体附件-基台","钛基台","MPW-TBR1","Ti6Al4VELI","C0702031380100007096","C07020313801000070960000214",null,"申报企业自主确认为非招标产品、非中选产品或中选部件的附件（如覆盖螺丝、中央螺丝等）产品之一"]
["23c1035d-a0fa-11eb-ac1c-fa163e311f19","e19bdbc6-98e7-11eb-ac1c-fa163e311f19","国械注进20153172386","种植体附件","科特斯牙科种植体工业有限公司Cortex Dental Implants Industries Ltd.","驭楚（上海）贸易有限公司","c75262ec-9cf0-11eb-ac1c-fa163e311f19","种植体附件-基台","基台","MPN-5300","Ti6Al4VELI","C0702031380100007096","C07020313801000070960000217",null,"申报企业自主确认为非招标产品、非中选产品或中选部件的附件（如覆盖螺丝、中央螺丝等）产品之一"]
["23c10ab8-a0fa-11eb-ac1c-fa163e311f19","e19bdbc6-98e7-11eb-ac1c-fa163e311f19","国械注进20153172386","种植体附件","科特斯牙科种植体工业有限公司Cortex Dental Implants Industries Ltd.","驭楚（上海）贸易有限公司","c75262ec-9cf0-11eb-ac1c-fa163e311f19","种植体附件-基台","钛基台","MPN-TBR2","Ti6Al4VELI","C0702031380100007096","C07020313801000070960000219",null,"申报企业自主确认为非招标产品、非中选产品或中选部件的附件（如覆盖螺丝、中央螺丝等）产品之一"]
["23c10e4b-a0fa-11eb-ac1c-fa163e311f19","e19bdbc6-98e7-11eb-ac1c-fa163e311f19","国械注进20153172386","种植体附件","科特斯牙科种植体工业有限公司Cortex Dental Implants Industries Ltd.","驭楚（上海）贸易有限公司","c75262ec-9cf0-11eb-ac1c-fa163e311f19","种植体附件-基台","角度基台18°","CO-5218","Ti6Al4VELI","C0702031380100007096","C07020313801000070960000220",null,"申报企业自主确认为非招标产品、非中选产品或中选部件的附件（如覆盖螺丝、中央螺丝等）产品之一"]
["23c177a6-a0fa-11eb-ac1c-fa163e311f19","e19bdbc6-98e7-11eb-ac1c-fa163e311f19","国械注进20153172386","种植体附件","科特斯牙科种植体工业有限公司Cortex Dental Implants Industries Ltd.","驭楚（上海）贸易有限公司","c75262ec-9cf0-11eb-ac1c-fa163e311f19","种植体附件-基台","钛基台","MPW-TBR4","Ti6Al4VELI","C0702031380100007096","C07020313801000070960000225",null,"申报企业自主确认为非招标产品、非中选产品或中选部件的附件（如覆盖螺丝、中央螺丝等）产品之一"]
["23c17f02-a0fa-11eb-ac1c-fa163e311f19","e19bdbc6-98e7-11eb-ac1c-fa163e311f19","国械注进20153172386","种植体附件","科特斯牙科种植体工业有限公司Cortex Dental Implants Industries Ltd.","驭楚（上海）贸易有限公司","c75262ec-9cf0-11eb-ac1c-fa163e311f19","种植体附件-基台","角度基台30°","MPR-5430","Ti6Al4VELI","C0702031380100007096","C07020313801000070960000226",null,"申报企业自主确认为非招标产品、非中选产品或中选部件的附件（如覆盖螺丝、中央螺丝等）产品之一"]
["23c18716-a0fa-11eb-ac1c-fa163e311f19","e19bdbc6-98e7-11eb-ac1c-fa163e311f19","国械注进20153172386","种植体附件","科特斯牙科种植体工业有限公司Cortex Dental Implants Industries Ltd.","驭楚（上海）贸易有限公司","c75262ec-9cf0-11eb-ac1c-fa163e311f19","种植体附件-基台","角度基台18°","MPR-5218","Ti6Al4VELI","C0702031380100007096","C07020313801000070960000228",null,"申报企业自主确认为非招标产品、非中选产品或中选部件的附件（如覆盖螺丝、中央螺丝等）产品之一"]
["5e0ffe53-492c-11ed-9447-b4055d63f15c","119673ed54e0426085d4ee1e93118275","国械注进20153172382","基台及配件Abutments","安卓健股份有限公司Anthogyr SAS","士卓曼（北京）医疗器械贸易有限公司","3b65e24f-492c-11ed-9447-b4055d63f15c","基台及配件-固位螺丝","固位螺丝","OPTS161","Ti 6Al 4V ELi","C0702041390200507254","C07020413902005072540000894",null,"申报企业自主确认为非招标产品、非中选产品或中选部件的附件（如覆盖螺丝、中央螺丝等）产品之一"]
["d87b1b2d-4886-11ed-9447-b4055d63f15c","119673ed54e0426085d4ee1e93118275","国械注进20153172382","基台及配件Abutments","安卓健股份有限公司Anthogyr SAS","士卓曼（北京）医疗器械贸易有限公司","689b8f84-4886-11ed-9447-b4055d63f15c","基台及配件-临时基台","基台及配件临时基台 Ø5.0 牙龈高度0.75mm","OPTP500","Ti6AI 4V Eli","C0702021380000207254","C07020213800002072540000027",null,"申报企业自主确认为非招标产品、非中选产品或中选部件的附件（如覆盖螺丝、中央螺丝等）产品之一"]
["d87ba741-4886-11ed-9447-b4055d63f15c","119673ed54e0426085d4ee1e93118275","国械注进20153172382","基台及配件Abutments","安卓健股份有限公司Anthogyr SAS","士卓曼（北京）医疗器械贸易有限公司","689b8f84-4886-11ed-9447-b4055d63f15c","基台及配件-临时基台","基台及配件临时基台 Ø3.4 牙龈高度4.5mm","OPTP340","Ti6AI 4V Eli","C0702021380000207254","C07020213800002072540000028",null,"申报企业自主确认为非招标产品、非中选产品或中选部件的附件（如覆盖螺丝、中央螺丝等）产品之一"]
["d87bbf0c-4886-11ed-9447-b4055d63f15c","119673ed54e0426085d4ee1e93118275","国械注进20153172382","基台及配件Abutments","安卓健股份有限公司Anthogyr SAS","士卓曼（北京）医疗器械贸易有限公司","689b8f84-4886-11ed-9447-b4055d63f15c","基台及配件-临时基台","基台及配件临时基台 Ø4.0 牙龈高度0.75mm","OPTP400","Ti6AI 4V Eli","C0702021380000207254","C07020213800002072540000029",null,"申报企业自主确认为非招标产品、非中选产品或中选部件的附件（如覆盖螺丝、中央螺丝等）产品之一"]
["d87bc279-4886-11ed-9447-b4055d63f15c","119673ed54e0426085d4ee1e93118275","国械注进20153172382","基台及配件Abutments","安卓健股份有限公司Anthogyr SAS","士卓曼（北京）医疗器械贸易有限公司","689b8f84-4886-11ed-9447-b4055d63f15c","基台及配件-临时基台","基台及配件临时基台 Ø5.0 牙龈高度4.5mm","OPTP540","Ti6AI 4V Eli","C0702021380000207254","C07020213800002072540000030",null,"申报企业自主确认为非招标产品、非中选产品或中选部件的附件（如覆盖螺丝、中央螺丝等）产品之一"]
["d87bc545-4886-11ed-9447-b4055d63f15c","119673ed54e0426085d4ee1e93118275","国械注进20153172382","基台及配件Abutments","安卓健股份有限公司Anthogyr SAS","士卓曼（北京）医疗器械贸易有限公司","689b8f84-4886-11ed-9447-b4055d63f15c","基台及配件-临时基台","基台及配件临时基台 Ø6.0 牙龈高度4.5mm","OPTP640","Ti6AI 4V Eli","C0702021380000207254","C07020213800002072540000031",null,"申报企业自主确认为非招标产品、非中选产品或中选部件的附件（如覆盖螺丝、中央螺丝等）产品之一"]
["d87bc7f1-4886-11ed-9447-b4055d63f15c","119673ed54e0426085d4ee1e93118275","国械注进20153172382","基台及配件Abutments","安卓健股份有限公司Anthogyr SAS","士卓曼（北京）医疗器械贸易有限公司","689b8f84-4886-11ed-9447-b4055d63f15c","基台及配件-临时基台","基台及配件临时基台 Ø4.0 牙龈高度4.5mm","OPTP440","Ti6AI 4V Eli","C0702021380000207254","C07020213800002072540000032",null,"申报企业自主确认为非招标产品、非中选产品或中选部件的附件（如覆盖螺丝、中央螺丝等）产品之一"]
["7267a1eb-492c-11ed-9447-b4055d63f15c","119673ed54e0426085d4ee1e93118275","国械注进20153172382","基台及配件Abutments","安卓健股份有限公司Anthogyr SAS","士卓曼（北京）医疗器械贸易有限公司","ed6791f4-492b-11ed-9447-b4055d63f15c","基台及配件-封闭螺丝","封闭螺丝","OPIM100","Ti 6Al 4V ELi","C0702041390200107254","C07020413902001072540000266",null,"申报企业自主确认为非招标产品、非中选产品或中选部件的附件（如覆盖螺丝、中央螺丝等）产品之一"]
["acdab038-46e4-11ec-921a-0050568f9c84","721aacd1173449f884602bc1a62a850e","国械注进20153170691","牙科种植系统 Dental Implant System","士卓曼研究院股份公司 Institut Straumann AG","士卓曼（北京）医疗器械贸易有限公司","0716ff61-cf9d-11e9-953f-fa163e0a8baf","牙科种植系统","封闭螺丝NC 直径2.8mm，高0mm，四支装，无菌包装","024.2100S-04","TA4","C0702041390200107254","C07020413902001072540000147",null,"申报企业自主确认为非招标产品、非中选产品或中选部件的附件（如覆盖螺丝、中央螺丝等）产品之一"]
["acdf9c20-46e4-11ec-921a-0050568f9c84","721aacd1173449f884602bc1a62a850e","国械注进20153170691","牙科种植系统 Dental Implant System","士卓曼研究院股份公司 Institut Straumann AG","士卓曼（北京）医疗器械贸易有限公司","0716ff61-cf9d-11e9-953f-fa163e0a8baf","牙科种植系统","封闭螺丝RC 直径3.5mm，高0.5mm，四支装，无菌包装","024.4105S-04","TA4","C0702041390200107254","C07020413902001072540000148",null,"申报企业自主确认为非招标产品、非中选产品或中选部件的附件（如覆盖螺丝、中央螺丝等）产品之一"]
["ace3d5bc-46e4-11ec-921a-0050568f9c84","721aacd1173449f884602bc1a62a850e","国械注进20153170691","牙科种植系统 Dental Implant System","士卓曼研究院股份公司 Institut Straumann AG","士卓曼（北京）医疗器械贸易有限公司","0716ff61-cf9d-11e9-953f-fa163e0a8baf","牙科种植系统","封闭螺丝NN，",48.374,"TA4","C0702041390200107254","C07020413902001072540000149",null,"申报企业自主确认为非招标产品、非中选产品或中选部件的附件（如覆盖螺丝、中央螺丝等）产品之一"]
["ace66c08-46e4-11ec-921a-0050568f9c84","721aacd1173449f884602bc1a62a850e","国械注进20153170691","牙科种植系统 Dental Implant System","士卓曼研究院股份公司 Institut Straumann AG","士卓曼（北京）医疗器械贸易有限公司","0716ff61-cf9d-11e9-953f-fa163e0a8baf","牙科种植系统","封闭螺丝NNC，小型，四支装","048.324V4","TA4","C0702041390200107254","C07020413902001072540000150",null,"申报企业自主确认为非招标产品、非中选产品或中选部件的附件（如覆盖螺丝、中央螺丝等）产品之一"]
["ace9ad58-46e4-11ec-921a-0050568f9c84","721aacd1173449f884602bc1a62a850e","国械注进20153170691","牙科种植系统 Dental Implant System","士卓曼研究院股份公司 Institut Straumann AG","士卓曼（北京）医疗器械贸易有限公司","0716ff61-cf9d-11e9-953f-fa163e0a8baf","牙科种植系统","封闭螺丝RN，小型",48.371,"TA4","C0702041390200107254","C07020413902001072540000151",null,"申报企业自主确认为非招标产品、非中选产品或中选部件的附件（如覆盖螺丝、中央螺丝等）产品之一"]
["acea899e-46e4-11ec-921a-0050568f9c84","721aacd1173449f884602bc1a62a850e","国械注进20153170691","牙科种植系统 Dental Implant System","士卓曼研究院股份公司 Institut Straumann AG","士卓曼（北京）医疗器械贸易有限公司","0716ff61-cf9d-11e9-953f-fa163e0a8baf","牙科种植系统","封闭螺丝NC, 高 0.5mm, 四支装","024.2105-04","TA4","C0702041390200107254","C07020413902001072540000152",null,"申报企业自主确认为非招标产品、非中选产品或中选部件的附件（如覆盖螺丝、中央螺丝等）产品之一"]
["aceca9fa-46e4-11ec-921a-0050568f9c84","721aacd1173449f884602bc1a62a850e","国械注进20153170691","牙科种植系统 Dental Implant System","士卓曼研究院股份公司 Institut Straumann AG","士卓曼（北京）医疗器械贸易有限公司","0716ff61-cf9d-11e9-953f-fa163e0a8baf","牙科种植系统","封闭螺丝NNC，小型，四支装，无菌包装","048.324SV4","TA4","C0702041390200107254","C07020413902001072540000153",null,"申报企业自主确认为非招标产品、非中选产品或中选部件的附件（如覆盖螺丝、中央螺丝等）产品之一"]
["acecac3e-46e4-11ec-921a-0050568f9c84","721aacd1173449f884602bc1a62a850e","国械注进20153170691","牙科种植系统 Dental Implant System","士卓曼研究院股份公司 Institut Straumann AG","士卓曼（北京）医疗器械贸易有限公司","0716ff61-cf9d-11e9-953f-fa163e0a8baf","牙科种植系统","封闭固定帽NC，直径5.5mm，无菌包装","024.2220S","TA4","C0702041390200107254","C07020413902001072540000154",null,"申报企业自主确认为非招标产品、非中选产品或中选部件的附件（如覆盖螺丝、中央螺丝等）产品之一"]
["acee9979-46e4-11ec-921a-0050568f9c84","721aacd1173449f884602bc1a62a850e","国械注进20153170691","牙科种植系统 Dental Implant System","士卓曼研究院股份公司 Institut Straumann AG","士卓曼（北京）医疗器械贸易有限公司","0716ff61-cf9d-11e9-953f-fa163e0a8baf","牙科种植系统","封闭螺丝NC, 高 0mm，无菌装","024.2100S","TA4","C0702041390200107254","C07020413902001072540000155",null,"申报企业自主确认为非招标产品、非中选产品或中选部件的附件（如覆盖螺丝、中央螺丝等）产品之一"]
["acee9bad-46e4-11ec-921a-0050568f9c84","721aacd1173449f884602bc1a62a850e","国械注进20153170691","牙科种植系统 Dental Implant System","士卓曼研究院股份公司 Institut Straumann AG","士卓曼（北京）医疗器械贸易有限公司","0716ff61-cf9d-11e9-953f-fa163e0a8baf","牙科种植系统","封闭螺丝RC, 高 0.5mm，无菌装","024.4105S","TA4","C0702041390200107254","C07020413902001072540000156",null,"申报企业自主确认为非招标产品、非中选产品或中选部件的附件（如覆盖螺丝、中央螺丝等）产品之一"]
["acee9d94-46e4-11ec-921a-0050568f9c84","721aacd1173449f884602bc1a62a850e","国械注进20153170691","牙科种植系统 Dental Implant System","士卓曼研究院股份公司 Institut Straumann AG","士卓曼（北京）医疗器械贸易有限公司","0716ff61-cf9d-11e9-953f-fa163e0a8baf","牙科种植系统","封闭螺丝RC 直径3.3mm，高0mm，四支装，无菌包装","024.4100S-04","TA4","C0702041390200107254","C07020413902001072540000157",null,"申报企业自主确认为非招标产品、非中选产品或中选部件的附件（如覆盖螺丝、中央螺丝等）产品之一"]
["aceea10e-46e4-11ec-921a-0050568f9c84","721aacd1173449f884602bc1a62a850e","国械注进20153170691","牙科种植系统 Dental Implant System","士卓曼研究院股份公司 Institut Straumann AG","士卓曼（北京）医疗器械贸易有限公司","0716ff61-cf9d-11e9-953f-fa163e0a8baf","牙科种植系统","封闭螺丝RN，小型，四支装","048.371V4","TA4","C0702041390200107254","C07020413902001072540000158",null,"申报企业自主确认为非招标产品、非中选产品或中选部件的附件（如覆盖螺丝、中央螺丝等）产品之一"]
["aceea2b8-46e4-11ec-921a-0050568f9c84","721aacd1173449f884602bc1a62a850e","国械注进20153170691","牙科种植系统 Dental Implant System","士卓曼研究院股份公司 Institut Straumann AG","士卓曼（北京）医疗器械贸易有限公司","0716ff61-cf9d-11e9-953f-fa163e0a8baf","牙科种植系统","封闭螺丝RN，大型，四支装","048.373V4","TA4","C0702041390200107254","C07020413902001072540000159",null,"申报企业自主确认为非招标产品、非中选产品或中选部件的附件（如覆盖螺丝、中央螺丝等）产品之一"]
["aceea5d2-46e4-11ec-921a-0050568f9c84","721aacd1173449f884602bc1a62a850e","国械注进20153170691","牙科种植系统 Dental Implant System","士卓曼研究院股份公司 Institut Straumann AG","士卓曼（北京）医疗器械贸易有限公司","0716ff61-cf9d-11e9-953f-fa163e0a8baf","牙科种植系统","封闭螺丝RN，大型，四支装，无菌包装","048.373SV4","TA4","C0702041390200107254","C07020413902001072540000160",null,"申报企业自主确认为非招标产品、非中选产品或中选部件的附件（如覆盖螺丝、中央螺丝等）产品之一"]
["aceea8ff-46e4-11ec-921a-0050568f9c84","721aacd1173449f884602bc1a62a850e","国械注进20153170691","牙科种植系统 Dental Implant System","士卓曼研究院股份公司 Institut Straumann AG","士卓曼（北京）医疗器械贸易有限公司","0716ff61-cf9d-11e9-953f-fa163e0a8baf","牙科种植系统","封闭螺丝RN，大型",48.373,"TA4","C0702041390200107254","C07020413902001072540000161",null,"申报企业自主确认为非招标产品、非中选产品或中选部件的附件（如覆盖螺丝、中央螺丝等）产品之一"]
["aceeac07-46e4-11ec-921a-0050568f9c84","721aacd1173449f884602bc1a62a850e","国械注进20153170691","牙科种植系统 Dental Implant System","士卓曼研究院股份公司 Institut Straumann AG","士卓曼（北京）医疗器械贸易有限公司","0716ff61-cf9d-11e9-953f-fa163e0a8baf","牙科种植系统","封闭螺丝RN，小型，无菌包装","048.371S","TA4","C0702041390200107254","C07020413902001072540000162",null,"申报企业自主确认为非招标产品、非中选产品或中选部件的附件（如覆盖螺丝、中央螺丝等）产品之一"]
["aceeb171-46e4-11ec-921a-0050568f9c84","721aacd1173449f884602bc1a62a850e","国械注进20153170691","牙科种植系统 Dental Implant System","士卓曼研究院股份公司 Institut Straumann AG","士卓曼（北京）医疗器械贸易有限公司","0716ff61-cf9d-11e9-953f-fa163e0a8baf","牙科种植系统","封闭螺丝WN，无菌包装","048.375S","TA4","C0702041390200107254","C07020413902001072540000163",null,"申报企业自主确认为非招标产品、非中选产品或中选部件的附件（如覆盖螺丝、中央螺丝等）产品之一"]
["aceeb568-46e4-11ec-921a-0050568f9c84","721aacd1173449f884602bc1a62a850e","国械注进20153170691","牙科种植系统 Dental Implant System","士卓曼研究院股份公司 Institut Straumann AG","士卓曼（北京）医疗器械贸易有限公司","0716ff61-cf9d-11e9-953f-fa163e0a8baf","牙科种植系统","封闭螺丝NNC，大型，四支装","048.325V4","TA4","C0702041390200107254","C07020413902001072540000164",null,"申报企业自主确认为非招标产品、非中选产品或中选部件的附件（如覆盖螺丝、中央螺丝等）产品之一"]
["aceeba38-46e4-11ec-921a-0050568f9c84","721aacd1173449f884602bc1a62a850e","国械注进20153170691","牙科种植系统 Dental Implant System","士卓曼研究院股份公司 Institut Straumann AG","士卓曼（北京）医疗器械贸易有限公司","0716ff61-cf9d-11e9-953f-fa163e0a8baf","牙科种植系统","封闭螺丝RN，小型，四支装，无菌包装","048.371SV4","TA4","C0702041390200107254","C07020413902001072540000165",null,"申报企业自主确认为非招标产品、非中选产品或中选部件的附件（如覆盖螺丝、中央螺丝等）产品之一"]
["aceebc22-46e4-11ec-921a-0050568f9c84","721aacd1173449f884602bc1a62a850e","国械注进20153170691","牙科种植系统 Dental Implant System","士卓曼研究院股份公司 Institut Straumann AG","士卓曼（北京）医疗器械贸易有限公司","0716ff61-cf9d-11e9-953f-fa163e0a8baf","牙科种植系统","封闭螺丝RC, 高 0mm",24.41,"TA4","C0702041390200107254","C07020413902001072540000166",null,"申报企业自主确认为非招标产品、非中选产品或中选部件的附件（如覆盖螺丝、中央螺丝等）产品之一"]
["aceebff4-46e4-11ec-921a-0050568f9c84","721aacd1173449f884602bc1a62a850e","国械注进20153170691","牙科种植系统 Dental Implant System","士卓曼研究院股份公司 Institut Straumann AG","士卓曼（北京）医疗器械贸易有限公司","0716ff61-cf9d-11e9-953f-fa163e0a8baf","牙科种植系统","封闭螺丝WN",48.375,"TA4","C0702041390200107254","C07020413902001072540000167",null,"申报企业自主确认为非招标产品、非中选产品或中选部件的附件（如覆盖螺丝、中央螺丝等）产品之一"]
["aceecc64-46e4-11ec-921a-0050568f9c84","721aacd1173449f884602bc1a62a850e","国械注进20153170691","牙科种植系统 Dental Implant System","士卓曼研究院股份公司 Institut Straumann AG","士卓曼（北京）医疗器械贸易有限公司","0716ff61-cf9d-11e9-953f-fa163e0a8baf","牙科种植系统","封闭螺丝NNC，大型，四支装，无菌包装","048.325SV4","TA4","C0702041390200107254","C07020413902001072540000168",null,"申报企业自主确认为非招标产品、非中选产品或中选部件的附件（如覆盖螺丝、中央螺丝等）产品之一"]
["aceece4d-46e4-11ec-921a-0050568f9c84","721aacd1173449f884602bc1a62a850e","国械注进20153170691","牙科种植系统 Dental Implant System","士卓曼研究院股份公司 Institut Straumann AG","士卓曼（北京）医疗器械贸易有限公司","0716ff61-cf9d-11e9-953f-fa163e0a8baf","牙科种植系统","封闭螺丝NC, 高 0.5mm，无菌装","024.2105S","TA4","C0702041390200107254","C07020413902001072540000169",null,"申报企业自主确认为非招标产品、非中选产品或中选部件的附件（如覆盖螺丝、中央螺丝等）产品之一"]
["aceed1cf-46e4-11ec-921a-0050568f9c84","721aacd1173449f884602bc1a62a850e","国械注进20153170691","牙科种植系统 Dental Implant System","士卓曼研究院股份公司 Institut Straumann AG","士卓曼（北京）医疗器械贸易有限公司","0716ff61-cf9d-11e9-953f-fa163e0a8baf","牙科种植系统","封闭螺丝RC, 高 0mm, 四支装","024.4100-04","TA4","C0702041390200107254","C07020413902001072540000170",null,"申报企业自主确认为非招标产品、非中选产品或中选部件的附件（如覆盖螺丝、中央螺丝等）产品之一"]
["aceed36b-46e4-11ec-921a-0050568f9c84","721aacd1173449f884602bc1a62a850e","国械注进20153170691","牙科种植系统 Dental Implant System","士卓曼研究院股份公司 Institut Straumann AG","士卓曼（北京）医疗器械贸易有限公司","0716ff61-cf9d-11e9-953f-fa163e0a8baf","牙科种植系统","封闭螺丝NC, 高 0mm",24.21,"TA4","C0702041390200107254","C07020413902001072540000171",null,"申报企业自主确认为非招标产品、非中选产品或中选部件的附件（如覆盖螺丝、中央螺丝等）产品之一"]
["aceed554-46e4-11ec-921a-0050568f9c84","721aacd1173449f884602bc1a62a850e","国械注进20153170691","牙科种植系统 Dental Implant System","士卓曼研究院股份公司 Institut Straumann AG","士卓曼（北京）医疗器械贸易有限公司","0716ff61-cf9d-11e9-953f-fa163e0a8baf","牙科种植系统","封闭固定帽RC，直径5.5mm，无菌包装","024.4220S","TA4","C0702041390200107254","C07020413902001072540000172",null,"申报企业自主确认为非招标产品、非中选产品或中选部件的附件（如覆盖螺丝、中央螺丝等）产品之一"]
["aceedf0a-46e4-11ec-921a-0050568f9c84","721aacd1173449f884602bc1a62a850e","国械注进20153170691","牙科种植系统 Dental Implant System","士卓曼研究院股份公司 Institut Straumann AG","士卓曼（北京）医疗器械贸易有限公司","0716ff61-cf9d-11e9-953f-fa163e0a8baf","牙科种植系统","封闭螺丝NNC，大型",48.325,"TA4","C0702041390200107254","C07020413902001072540000173",null,"申报企业自主确认为非招标产品、非中选产品或中选部件的附件（如覆盖螺丝、中央螺丝等）产品之一"]
["aceee103-46e4-11ec-921a-0050568f9c84","721aacd1173449f884602bc1a62a850e","国械注进20153170691","牙科种植系统 Dental Implant System","士卓曼研究院股份公司 Institut Straumann AG","士卓曼（北京）医疗器械贸易有限公司","0716ff61-cf9d-11e9-953f-fa163e0a8baf","牙科种植系统","封闭螺丝NNC，大型，无菌包装","048.325S","TA4","C0702041390200107254","C07020413902001072540000174",null,"申报企业自主确认为非招标产品、非中选产品或中选部件的附件（如覆盖螺丝、中央螺丝等）产品之一"]
["aceee2c2-46e4-11ec-921a-0050568f9c84","721aacd1173449f884602bc1a62a850e","国械注进20153170691","牙科种植系统 Dental Implant System","士卓曼研究院股份公司 Institut Straumann AG","士卓曼（北京）医疗器械贸易有限公司","0716ff61-cf9d-11e9-953f-fa163e0a8baf","牙科种植系统","封闭螺丝RC, 高 0mm，无菌装","024.4100S","TA4","C0702041390200107254","C07020413902001072540000175",null,"申报企业自主确认为非招标产品、非中选产品或中选部件的附件（如覆盖螺丝、中央螺丝等）产品之一"]
["aceee480-46e4-11ec-921a-0050568f9c84","721aacd1173449f884602bc1a62a850e","国械注进20153170691","牙科种植系统 Dental Implant System","士卓曼研究院股份公司 Institut Straumann AG","士卓曼（北京）医疗器械贸易有限公司","0716ff61-cf9d-11e9-953f-fa163e0a8baf","牙科种植系统","封闭螺丝NNC，小型，无菌包装","048.324S","TA4","C0702041390200107254","C07020413902001072540000176",null,"申报企业自主确认为非招标产品、非中选产品或中选部件的附件（如覆盖螺丝、中央螺丝等）产品之一"]
["aceee97a-46e4-11ec-921a-0050568f9c84","721aacd1173449f884602bc1a62a850e","国械注进20153170691","牙科种植系统 Dental Implant System","士卓曼研究院股份公司 Institut Straumann AG","士卓曼（北京）医疗器械贸易有限公司","0716ff61-cf9d-11e9-953f-fa163e0a8baf","牙科种植系统","封闭螺丝NC, 高 0mm, 四支装","024.2100-04","TA4","C0702041390200107254","C07020413902001072540000177",null,"申报企业自主确认为非招标产品、非中选产品或中选部件的附件（如覆盖螺丝、中央螺丝等）产品之一"]
["acf2515a-46e4-11ec-921a-0050568f9c84","721aacd1173449f884602bc1a62a850e","国械注进20153170691","牙科种植系统 Dental Implant System","士卓曼研究院股份公司 Institut Straumann AG","士卓曼（北京）医疗器械贸易有限公司","0716ff61-cf9d-11e9-953f-fa163e0a8baf","牙科种植系统","封闭螺丝RN，大型，无菌包装","048.373S","TA4","C0702041390200107254","C07020413902001072540000178",null,"申报企业自主确认为非招标产品、非中选产品或中选部件的附件（如覆盖螺丝、中央螺丝等）产品之一"]
["acf537c6-46e4-11ec-921a-0050568f9c84","721aacd1173449f884602bc1a62a850e","国械注进20153170691","牙科种植系统 Dental Implant System","士卓曼研究院股份公司 Institut Straumann AG","士卓曼（北京）医疗器械贸易有限公司","0716ff61-cf9d-11e9-953f-fa163e0a8baf","牙科种植系统","封闭螺丝NC, 高 0.5mm",24.2105,"TA4","C0702041390200107254","C07020413902001072540000179",null,"申报企业自主确认为非招标产品、非中选产品或中选部件的附件（如覆盖螺丝、中央螺丝等）产品之一"]
["acf92ab6-46e4-11ec-921a-0050568f9c84","721aacd1173449f884602bc1a62a850e","国械注进20153170691","牙科种植系统 Dental Implant System","士卓曼研究院股份公司 Institut Straumann AG","士卓曼（北京）医疗器械贸易有限公司","0716ff61-cf9d-11e9-953f-fa163e0a8baf","牙科种植系统","封闭螺丝RC, 高 0.5mm",24.4105,"TA4","C0702041390200107254","C07020413902001072540000180",null,"申报企业自主确认为非招标产品、非中选产品或中选部件的附件（如覆盖螺丝、中央螺丝等）产品之一"]
["acfbee3f-46e4-11ec-921a-0050568f9c84","721aacd1173449f884602bc1a62a850e","国械注进20153170691","牙科种植系统 Dental Implant System","士卓曼研究院股份公司 Institut Straumann AG","士卓曼（北京）医疗器械贸易有限公司","0716ff61-cf9d-11e9-953f-fa163e0a8baf","牙科种植系统","封闭螺丝NNC，小型",48.324,"TA4","C0702041390200107254","C07020413902001072540000181",null,"申报企业自主确认为非招标产品、非中选产品或中选部件的附件（如覆盖螺丝、中央螺丝等）产品之一"]
["acfbf049-46e4-11ec-921a-0050568f9c84","721aacd1173449f884602bc1a62a850e","国械注进20153170691","牙科种植系统 Dental Implant System","士卓曼研究院股份公司 Institut Straumann AG","士卓曼（北京）医疗器械贸易有限公司","0716ff61-cf9d-11e9-953f-fa163e0a8baf","牙科种植系统","封闭螺丝NC 直径3.1mm，高0.5mm，四支装，无菌包装","024.2105S-04","TA4","C0702041390200107254","C07020413902001072540000182",null,"申报企业自主确认为非招标产品、非中选产品或中选部件的附件（如覆盖螺丝、中央螺丝等）产品之一"]
["acfbf27b-46e4-11ec-921a-0050568f9c84","721aacd1173449f884602bc1a62a850e","国械注进20153170691","牙科种植系统 Dental Implant System","士卓曼研究院股份公司 Institut Straumann AG","士卓曼（北京）医疗器械贸易有限公司","0716ff61-cf9d-11e9-953f-fa163e0a8baf","牙科种植系统","封闭螺丝RC, 高 0.5mm, 四支装","024.4105-04","TA4","C0702041390200107254","C07020413902001072540000183",null,"申报企业自主确认为非招标产品、非中选产品或中选部件的附件（如覆盖螺丝、中央螺丝等）产品之一"]
["ba9990ce-4e8d-11ec-921a-0050568f9c84","721aacd1173449f884602bc1a62a850e","国械注进20153170691","牙科种植系统 Dental Implant System","士卓曼研究院股份公司 Institut Straumann AG","士卓曼（北京）医疗器械贸易有限公司","18fc420c-cff1-11e9-953f-fa163e0a8baf","牙科种植系统-基台","金基台NC, 杆卡用, 高 10mm",22.2701,"贵金属及钛合金","C0702021380100107254","C07020213801001072540001160",null,"申报企业自主确认为非招标产品、非中选产品或中选部件的附件（如覆盖螺丝、中央螺丝等）产品之一"]
["ba9f6900-4e8d-11ec-921a-0050568f9c84","721aacd1173449f884602bc1a62a850e","国械注进20153170691","牙科种植系统 Dental Implant System","士卓曼研究院股份公司 Institut Straumann AG","士卓曼（北京）医疗器械贸易有限公司","18fc420c-cff1-11e9-953f-fa163e0a8baf","牙科种植系统-基台","金基台RN, 八角，桥用",48.802,"贵金属及钛合金","C0702021380100107254","C07020213801001072540001161",null,"申报企业自主确认为非招标产品、非中选产品或中选部件的附件（如覆盖螺丝、中央螺丝等）产品之一"]
["baa271be-4e8d-11ec-921a-0050568f9c84","721aacd1173449f884602bc1a62a850e","国械注进20153170691","牙科种植系统 Dental Implant System","士卓曼研究院股份公司 Institut Straumann AG","士卓曼（北京）医疗器械贸易有限公司","18fc420c-cff1-11e9-953f-fa163e0a8baf","牙科种植系统-基台","金基台NNC, 桥用，高3.6mm",48.593,"贵金属及钛合金","C0702021380100107254","C07020213801001072540001162",null,"申报企业自主确认为非招标产品、非中选产品或中选部件的附件（如覆盖螺丝、中央螺丝等）产品之一"]
["baa92118-4e8d-11ec-921a-0050568f9c84","721aacd1173449f884602bc1a62a850e","国械注进20153170691","牙科种植系统 Dental Implant System","士卓曼研究院股份公司 Institut Straumann AG","士卓曼（北京）医疗器械贸易有限公司","18fc420c-cff1-11e9-953f-fa163e0a8baf","牙科种植系统-基台","金基台NNC, 冠用，高3.6mm",48.592,"贵金属及钛合金","C0702021380100107254","C07020213801001072540001163",null,"申报企业自主确认为非招标产品、非中选产品或中选部件的附件（如覆盖螺丝、中央螺丝等）产品之一"]
["baadeb80-4e8d-11ec-921a-0050568f9c84","721aacd1173449f884602bc1a62a850e","国械注进20153170691","牙科种植系统 Dental Implant System","士卓曼研究院股份公司 Institut Straumann AG","士卓曼（北京）医疗器械贸易有限公司","18fc420c-cff1-11e9-953f-fa163e0a8baf","牙科种植系统-基台","金基台RC, 桥用, 高 5.2mm",22.443,"贵金属及钛合金","C0702021380100107254","C07020213801001072540001164",null,"申报企业自主确认为非招标产品、非中选产品或中选部件的附件（如覆盖螺丝、中央螺丝等）产品之一"]
["baaec898-4e8d-11ec-921a-0050568f9c84","721aacd1173449f884602bc1a62a850e","国械注进20153170691","牙科种植系统 Dental Implant System","士卓曼研究院股份公司 Institut Straumann AG","士卓曼（北京）医疗器械贸易有限公司","18fc420c-cff1-11e9-953f-fa163e0a8baf","牙科种植系统-基台","金基台RN, 杆卡用, 高 5.7mm",48.237,"贵金属及钛合金","C0702021380100107254","C07020213801001072540001165",null,"申报企业自主确认为非招标产品、非中选产品或中选部件的附件（如覆盖螺丝、中央螺丝等）产品之一"]
["bab0c76d-4e8d-11ec-921a-0050568f9c84","721aacd1173449f884602bc1a62a850e","国械注进20153170691","牙科种植系统 Dental Implant System","士卓曼研究院股份公司 Institut Straumann AG","士卓曼（北京）医疗器械贸易有限公司","18fc420c-cff1-11e9-953f-fa163e0a8baf","牙科种植系统-基台","金基台NC, 冠用, 高 3.7mm",22.241,"贵金属及钛合金","C0702021380100107254","C07020213801001072540001166",null,"申报企业自主确认为非招标产品、非中选产品或中选部件的附件（如覆盖螺丝、中央螺丝等）产品之一"]
["bab1ba8b-4e8d-11ec-921a-0050568f9c84","721aacd1173449f884602bc1a62a850e","国械注进20153170691","牙科种植系统 Dental Implant System","士卓曼研究院股份公司 Institut Straumann AG","士卓曼（北京）医疗器械贸易有限公司","18fc420c-cff1-11e9-953f-fa163e0a8baf","牙科种植系统-基台","金基台RC, 冠用, 高 3.8mm",22.441,"贵金属及钛合金","C0702021380100107254","C07020213801001072540001167",null,"申报企业自主确认为非招标产品、非中选产品或中选部件的附件（如覆盖螺丝、中央螺丝等）产品之一"]
["bab1bd14-4e8d-11ec-921a-0050568f9c84","721aacd1173449f884602bc1a62a850e","国械注进20153170691","牙科种植系统 Dental Implant System","士卓曼研究院股份公司 Institut Straumann AG","士卓曼（北京）医疗器械贸易有限公司","18fc420c-cff1-11e9-953f-fa163e0a8baf","牙科种植系统-基台","金基台RN, 八角，冠用，高 4.3mm",48.642,"贵金属及钛合金","C0702021380100107254","C07020213801001072540001168",null,"申报企业自主确认为非招标产品、非中选产品或中选部件的附件（如覆盖螺丝、中央螺丝等）产品之一"]
["bab510f5-4e8d-11ec-921a-0050568f9c84","721aacd1173449f884602bc1a62a850e","国械注进20153170691","牙科种植系统 Dental Implant System","士卓曼研究院股份公司 Institut Straumann AG","士卓曼（北京）医疗器械贸易有限公司","18fc420c-cff1-11e9-953f-fa163e0a8baf","牙科种植系统-基台","金基台WN, 八角，桥用",48.803,"贵金属及钛合金","C0702021380100107254","C07020213801001072540001169",null,"申报企业自主确认为非招标产品、非中选产品或中选部件的附件（如覆盖螺丝、中央螺丝等）产品之一"]
["bab561d4-4e8d-11ec-921a-0050568f9c84","721aacd1173449f884602bc1a62a850e","国械注进20153170691","牙科种植系统 Dental Implant System","士卓曼研究院股份公司 Institut Straumann AG","士卓曼（北京）医疗器械贸易有限公司","18fc420c-cff1-11e9-953f-fa163e0a8baf","牙科种植系统-基台","金基台RC, 杆卡用, 高 10mm",22.4701,"贵金属及钛合金","C0702021380100107254","C07020213801001072540001170",null,"申报企业自主确认为非招标产品、非中选产品或中选部件的附件（如覆盖螺丝、中央螺丝等）产品之一"]
["bab56e49-4e8d-11ec-921a-0050568f9c84","721aacd1173449f884602bc1a62a850e","国械注进20153170691","牙科种植系统 Dental Implant System","士卓曼研究院股份公司 Institut Straumann AG","士卓曼（北京）医疗器械贸易有限公司","18fc420c-cff1-11e9-953f-fa163e0a8baf","牙科种植系统-基台","金基台WN, 八角，冠用，高 4.2mm",48.644,"贵金属及钛合金","C0702021380100107254","C07020213801001072540001171",null,"申报企业自主确认为非招标产品、非中选产品或中选部件的附件（如覆盖螺丝、中央螺丝等）产品之一"]
["68cb3287-48a6-11ed-9447-b4055d63f15c","721aacd1173449f884602bc1a62a850e","国械注进20153170691","牙科种植系统 Dental Implant System","士卓曼研究院股份公司 Institut Straumann AG","士卓曼（北京）医疗器械贸易有限公司","200539ba-cfe5-11e9-953f-fa163e0a8baf","牙科种植系统-基台","八角修复柱RN，临时修复用，桥用，高9mm",48.65,"TA4","C0702021380500107254","C07020213805001072540000017",null,"申报企业自主确认为非招标产品、非中选产品或中选部件的附件（如覆盖螺丝、中央螺丝等）产品之一"]
["68cb5127-48a6-11ed-9447-b4055d63f15c","721aacd1173449f884602bc1a62a850e","国械注进20153170691","牙科种植系统 Dental Implant System","士卓曼研究院股份公司 Institut Straumann AG","士卓曼（北京）医疗器械贸易有限公司","200539ba-cfe5-11e9-953f-fa163e0a8baf","牙科种植系统-基台","球帽阴型高3.1mm",48.45,"TA4","C0702021380500107254","C07020213805001072540000022",null,"申报企业自主确认为非招标产品、非中选产品或中选部件的附件（如覆盖螺丝、中央螺丝等）产品之一"]
["68cb6bdb-48a6-11ed-9447-b4055d63f15c","721aacd1173449f884602bc1a62a850e","国械注进20153170691","牙科种植系统 Dental Implant System","士卓曼研究院股份公司 Institut Straumann AG","士卓曼（北京）医疗器械贸易有限公司","200539ba-cfe5-11e9-953f-fa163e0a8baf","牙科种植系统-基台","八角修复柱RN，临时修复用，冠用，高9mm",48.651,"TA4","C0702021380500107254","C07020213805001072540000026",null,"申报企业自主确认为非招标产品、非中选产品或中选部件的附件（如覆盖螺丝、中央螺丝等）产品之一"]
["68cb9f49-48a6-11ed-9447-b4055d63f15c","721aacd1173449f884602bc1a62a850e","国械注进20153170691","牙科种植系统 Dental Implant System","士卓曼研究院股份公司 Institut Straumann AG","士卓曼（北京）医疗器械贸易有限公司","200539ba-cfe5-11e9-953f-fa163e0a8baf","牙科种植系统-基台","八角修复柱RN，临时修复用，冠用，高9mm",48.715,"TA4","C0702021380500107254","C07020213805001072540000031",null,"申报企业自主确认为非招标产品、非中选产品或中选部件的附件（如覆盖螺丝、中央螺丝等）产品之一"]
["68cba1f7-48a6-11ed-9447-b4055d63f15c","721aacd1173449f884602bc1a62a850e","国械注进20153170691","牙科种植系统 Dental Implant System","士卓曼研究院股份公司 Institut Straumann AG","士卓曼（北京）医疗器械贸易有限公司","200539ba-cfe5-11e9-953f-fa163e0a8baf","牙科种植系统-基台","球帽基台高3.4mm",48.439,"TA4","C0702021380500107254","C07020213805001072540000032",null,"申报企业自主确认为非招标产品、非中选产品或中选部件的附件（如覆盖螺丝、中央螺丝等）产品之一"]
["68cc2b60-48a6-11ed-9447-b4055d63f15c","721aacd1173449f884602bc1a62a850e","国械注进20153170691","牙科种植系统 Dental Implant System","士卓曼研究院股份公司 Institut Straumann AG","士卓曼（北京）医疗器械贸易有限公司","200539ba-cfe5-11e9-953f-fa163e0a8baf","牙科种植系统-基台","八角修复柱WN，临时修复用，桥用，高9mm",48.234,"TA4","C0702021380500107254","C07020213805001072540000056",null,"申报企业自主确认为非招标产品、非中选产品或中选部件的附件（如覆盖螺丝、中央螺丝等）产品之一"]
["68cc34b1-48a6-11ed-9447-b4055d63f15c","721aacd1173449f884602bc1a62a850e","国械注进20153170691","牙科种植系统 Dental Implant System","士卓曼研究院股份公司 Institut Straumann AG","士卓曼（北京）医疗器械贸易有限公司","200539ba-cfe5-11e9-953f-fa163e0a8baf","牙科种植系统-基台","八角修复柱WN，临时修复用，桥用，高9mm",48.718,"TA4","C0702021380500107254","C07020213805001072540000060",null,"申报企业自主确认为非招标产品、非中选产品或中选部件的附件（如覆盖螺丝、中央螺丝等）产品之一"]
["68cc544b-48a6-11ed-9447-b4055d63f15c","721aacd1173449f884602bc1a62a850e","国械注进20153170691","牙科种植系统 Dental Implant System","士卓曼研究院股份公司 Institut Straumann AG","士卓曼（北京）医疗器械贸易有限公司","200539ba-cfe5-11e9-953f-fa163e0a8baf","牙科种植系统-基台","钛基台RC, 杆卡用",22.4702,"TA4","C0702021380500107254","C07020213805001072540000064",null,"申报企业自主确认为非招标产品、非中选产品或中选部件的附件（如覆盖螺丝、中央螺丝等）产品之一"]
["68cc6b03-48a6-11ed-9447-b4055d63f15c","721aacd1173449f884602bc1a62a850e","国械注进20153170691","牙科种植系统 Dental Implant System","士卓曼研究院股份公司 Institut Straumann AG","士卓曼（北京）医疗器械贸易有限公司","200539ba-cfe5-11e9-953f-fa163e0a8baf","牙科种植系统-基台","基台RN，用于杆卡，高5.7mm",48.238,"TA4","C0702021380500107254","C07020213805001072540000069",null,"申报企业自主确认为非招标产品、非中选产品或中选部件的附件（如覆盖螺丝、中央螺丝等）产品之一"]
["68cc6f9d-48a6-11ed-9447-b4055d63f15c","721aacd1173449f884602bc1a62a850e","国械注进20153170691","牙科种植系统 Dental Implant System","士卓曼研究院股份公司 Institut Straumann AG","士卓曼（北京）医疗器械贸易有限公司","200539ba-cfe5-11e9-953f-fa163e0a8baf","牙科种植系统-基台","八角修复柱WN，临时修复用，冠用，高9mm",48.717,"TA4","C0702021380500107254","C07020213805001072540000071",null,"申报企业自主确认为非招标产品、非中选产品或中选部件的附件（如覆盖螺丝、中央螺丝等）产品之一"]
["68cc78ea-48a6-11ed-9447-b4055d63f15c","721aacd1173449f884602bc1a62a850e","国械注进20153170691","牙科种植系统 Dental Implant System","士卓曼研究院股份公司 Institut Straumann AG","士卓曼（北京）医疗器械贸易有限公司","200539ba-cfe5-11e9-953f-fa163e0a8baf","牙科种植系统-基台","八角修复柱WN，临时修复用，冠用，高9mm",48.233,"TA4","C0702021380500107254","C07020213805001072540000075",null,"申报企业自主确认为非招标产品、非中选产品或中选部件的附件（如覆盖螺丝、中央螺丝等）产品之一"]
["68cc7f93-48a6-11ed-9447-b4055d63f15c","721aacd1173449f884602bc1a62a850e","国械注进20153170691","牙科种植系统 Dental Implant System","士卓曼研究院股份公司 Institut Straumann AG","士卓曼（北京）医疗器械贸易有限公司","200539ba-cfe5-11e9-953f-fa163e0a8baf","牙科种植系统-基台","八角研磨柱RN，桥用，用于1.5高八角基台，直径6mm，高8mm",48.241,"TA4","C0702021380500107254","C07020213805001072540000077",null,"申报企业自主确认为非招标产品、非中选产品或中选部件的附件（如覆盖螺丝、中央螺丝等）产品之一"]
["68cc81da-48a6-11ed-9447-b4055d63f15c","721aacd1173449f884602bc1a62a850e","国械注进20153170691","牙科种植系统 Dental Implant System","士卓曼研究院股份公司 Institut Straumann AG","士卓曼（北京）医疗器械贸易有限公司","200539ba-cfe5-11e9-953f-fa163e0a8baf","牙科种植系统-基台","八角修复柱RN，临时修复用，桥用，高9mm",48.716,"TA4","C0702021380500107254","C07020213805001072540000078",null,"申报企业自主确认为非招标产品、非中选产品或中选部件的附件（如覆盖螺丝、中央螺丝等）产品之一"]
["68cc864a-48a6-11ed-9447-b4055d63f15c","721aacd1173449f884602bc1a62a850e","国械注进20153170691","牙科种植系统 Dental Implant System","士卓曼研究院股份公司 Institut Straumann AG","士卓曼（北京）医疗器械贸易有限公司","200539ba-cfe5-11e9-953f-fa163e0a8baf","牙科种植系统-基台","钛基台NC, 杆卡用",22.2702,"TA4","C0702021380500107254","C07020213805001072540000080",null,"申报企业自主确认为非招标产品、非中选产品或中选部件的附件（如覆盖螺丝、中央螺丝等）产品之一"]
["9a20ca6f-46e8-11ec-921a-0050568f9c84","721aacd1173449f884602bc1a62a850e","国械注进20153170691","牙科种植系统 Dental Implant System","士卓曼研究院股份公司 Institut Straumann AG","士卓曼（北京）医疗器械贸易有限公司","361e9d3f-cfec-11e9-953f-fa163e0a8baf","牙科种植系统","横向螺丝直径2mm，长3mm",49.154,"TA4","C0702041390200507254","C07020413902005072540000867",null,"申报企业自主确认为非招标产品、非中选产品或中选部件的附件（如覆盖螺丝、中央螺丝等）产品之一"]
["19d9da7e-4888-11ed-9447-b4055d63f15c","721aacd1173449f884602bc1a62a850e","国械注进20153170691","牙科种植系统 Dental Implant System","士卓曼研究院股份公司 Institut Straumann AG","士卓曼（北京）医疗器械贸易有限公司","b6d5d353-4887-11ed-9447-b4055d63f15c","牙科种植系统-临时基台","临时基台RC，直径7mm，高12mm",24.437,null,"C0702021380000207254","C07020213800002072540000001",null,"申报企业自主确认为非招标产品、非中选产品或中选部件的附件（如覆盖螺丝、中央螺丝等）产品之一"]
["19da6631-4888-11ed-9447-b4055d63f15c","721aacd1173449f884602bc1a62a850e","国械注进20153170691","牙科种植系统 Dental Implant System","士卓曼研究院股份公司 Institut Straumann AG","士卓曼（北京）医疗器械贸易有限公司","b6d5d353-4887-11ed-9447-b4055d63f15c","牙科种植系统-临时基台","临时基台NC，直径5mm，高12mm",24.237,null,"C0702021380000207254","C07020213800002072540000002",null,"申报企业自主确认为非招标产品、非中选产品或中选部件的附件（如覆盖螺丝、中央螺丝等）产品之一"]
["88122ff4-4884-11ed-9447-b4055d63f15c","7972c08a0d2b44f0a6f550e718ac3f44","国械注进20143174836","种植体附件abutment and screw","Institut Straumann AG","士卓曼（北京）医疗器械贸易有限公司","0fd6cdcc-4884-11ed-9447-b4055d63f15c","种植体附件-临时基台","临时基台RC，桥用，直径4.5mm，高11mm",24.4375,"钛合金","C0702021380000207254","C07020213800002072540000021",null,"申报企业自主确认为非招标产品、非中选产品或中选部件的附件（如覆盖螺丝、中央螺丝等）产品之一"]
["8812bf6d-4884-11ed-9447-b4055d63f15c","7972c08a0d2b44f0a6f550e718ac3f44","国械注进20143174836","种植体附件abutment and screw","Institut Straumann AG","士卓曼（北京）医疗器械贸易有限公司","0fd6cdcc-4884-11ed-9447-b4055d63f15c","种植体附件-临时基台","临时基台NNC，冠用，高 10.3mm",48.501,"钛合金","C0702021380000207254","C07020213800002072540000022",null,"申报企业自主确认为非招标产品、非中选产品或中选部件的附件（如覆盖螺丝、中央螺丝等）产品之一"]
["8812dd17-4884-11ed-9447-b4055d63f15c","7972c08a0d2b44f0a6f550e718ac3f44","国械注进20143174836","种植体附件abutment and screw","Institut Straumann AG","士卓曼（北京）医疗器械贸易有限公司","0fd6cdcc-4884-11ed-9447-b4055d63f15c","种植体附件-临时基台","临时基台NC，冠用，直径3.5mm，高11mm",24.2371,"钛合金","C0702021380000207254","C07020213800002072540000023",null,"申报企业自主确认为非招标产品、非中选产品或中选部件的附件（如覆盖螺丝、中央螺丝等）产品之一"]
["8812f7ef-4884-11ed-9447-b4055d63f15c","7972c08a0d2b44f0a6f550e718ac3f44","国械注进20143174836","种植体附件abutment and screw","Institut Straumann AG","士卓曼（北京）医疗器械贸易有限公司","0fd6cdcc-4884-11ed-9447-b4055d63f15c","种植体附件-临时基台","临时基台RC，冠用，直径4.5mm，高11mm",24.4371,"钛合金","C0702021380000207254","C07020213800002072540000024",null,"申报企业自主确认为非招标产品、非中选产品或中选部件的附件（如覆盖螺丝、中央螺丝等）产品之一"]
["8813070f-4884-11ed-9447-b4055d63f15c","7972c08a0d2b44f0a6f550e718ac3f44","国械注进20143174836","种植体附件abutment and screw","Institut Straumann AG","士卓曼（北京）医疗器械贸易有限公司","0fd6cdcc-4884-11ed-9447-b4055d63f15c","种植体附件-临时基台","临时基台NNC，桥用，高 10.3mm",48.502,"钛合金","C0702021380000207254","C07020213800002072540000025",null,"申报企业自主确认为非招标产品、非中选产品或中选部件的附件（如覆盖螺丝、中央螺丝等）产品之一"]
["881311e9-4884-11ed-9447-b4055d63f15c","7972c08a0d2b44f0a6f550e718ac3f44","国械注进20143174836","种植体附件abutment and screw","Institut Straumann AG","士卓曼（北京）医疗器械贸易有限公司","0fd6cdcc-4884-11ed-9447-b4055d63f15c","种植体附件-临时基台","临时基台NC，桥用，直径3.5mm，高11mm",24.2375,"钛合金","C0702021380000207254","C07020213800002072540000026",null,"申报企业自主确认为非招标产品、非中选产品或中选部件的附件（如覆盖螺丝、中央螺丝等）产品之一"]
["cc6ade9c-a1fc-11ed-9447-b4055d63f15c","7972c08a0d2b44f0a6f550e718ac3f44","国械注进20143174836","种植体附件abutment and screw","Institut Straumann AG","士卓曼（北京）医疗器械贸易有限公司","0fd6cdcc-4884-11ed-9447-b4055d63f15c","种植体附件-临时基台","临时基台NC，冠用，牙龈高度2mm，无菌装","022.0116S","钛合金","C0702021380000207254","C07020213800002072540000044",null,"申报企业自主确认为非招标产品、非中选产品或中选部件的附件（如覆盖螺丝、中央螺丝等）产品之一"]
["cc6b0ff3-a1fc-11ed-9447-b4055d63f15c","7972c08a0d2b44f0a6f550e718ac3f44","国械注进20143174836","种植体附件abutment and screw","Institut Straumann AG","士卓曼（北京）医疗器械贸易有限公司","0fd6cdcc-4884-11ed-9447-b4055d63f15c","种植体附件-临时基台","临时基台RC，冠用，牙龈高度3mm，无菌装","022.0120S","钛合金","C0702021380000207254","C07020213800002072540000045",null,"申报企业自主确认为非招标产品、非中选产品或中选部件的附件（如覆盖螺丝、中央螺丝等）产品之一"]
["cc6b1b1b-a1fc-11ed-9447-b4055d63f15c","7972c08a0d2b44f0a6f550e718ac3f44","国械注进20143174836","种植体附件abutment and screw","Institut Straumann AG","士卓曼（北京）医疗器械贸易有限公司","0fd6cdcc-4884-11ed-9447-b4055d63f15c","种植体附件-临时基台","临时基台RC，冠用，牙龈高度2mm，无菌装","022.0119S","钛合金","C0702021380000207254","C07020213800002072540000046",null,"申报企业自主确认为非招标产品、非中选产品或中选部件的附件（如覆盖螺丝、中央螺丝等）产品之一"]
["cc6b2837-a1fc-11ed-9447-b4055d63f15c","7972c08a0d2b44f0a6f550e718ac3f44","国械注进20143174836","种植体附件abutment and screw","Institut Straumann AG","士卓曼（北京）医疗器械贸易有限公司","0fd6cdcc-4884-11ed-9447-b4055d63f15c","种植体附件-临时基台","临时基台RC，冠用，牙龈高度1mm，无菌装","022.0118S","钛合金","C0702021380000207254","C07020213800002072540000047",null,"申报企业自主确认为非招标产品、非中选产品或中选部件的附件（如覆盖螺丝、中央螺丝等）产品之一"]
["cc6b33f2-a1fc-11ed-9447-b4055d63f15c","7972c08a0d2b44f0a6f550e718ac3f44","国械注进20143174836","种植体附件abutment and screw","Institut Straumann AG","士卓曼（北京）医疗器械贸易有限公司","0fd6cdcc-4884-11ed-9447-b4055d63f15c","种植体附件-临时基台","临时基台NC，冠用，牙龈高度3mm，无菌装","022.0117S","钛合金","C0702021380000207254","C07020213800002072540000048",null,"申报企业自主确认为非招标产品、非中选产品或中选部件的附件（如覆盖螺丝、中央螺丝等）产品之一"]
["cc6b3ecd-a1fc-11ed-9447-b4055d63f15c","7972c08a0d2b44f0a6f550e718ac3f44","国械注进20143174836","种植体附件abutment and screw","Institut Straumann AG","士卓曼（北京）医疗器械贸易有限公司","0fd6cdcc-4884-11ed-9447-b4055d63f15c","种植体附件-临时基台","临时基台NC，冠用，牙龈高度1mm，无菌装","022.0115S","钛合金","C0702021380000207254","C07020213800002072540000049",null,"申报企业自主确认为非招标产品、非中选产品或中选部件的附件（如覆盖螺丝、中央螺丝等）产品之一"]
["4650fe91-4dfd-11ec-921a-0050568f9c84","7972c08a0d2b44f0a6f550e718ac3f44","国械注进20143174836","种植体附件abutment and screw","Institut Straumann AG","士卓曼（北京）医疗器械贸易有限公司","20e63b2a-d069-11e9-953f-fa163e0a8baf","种植体附件-基台","多功能基台 RC，直型，直径4.5mm，牙龈高度1mm",22.4741,"Ti-6Al-7Nb合金","C0702021380100107254","C07020213801001072540000682",null,"申报企业自主确认为非招标产品、非中选产品或中选部件的附件（如覆盖螺丝、中央螺丝等）产品之一"]
["46527c2e-4dfd-11ec-921a-0050568f9c84","7972c08a0d2b44f0a6f550e718ac3f44","国械注进20143174836","种植体附件abutment and screw","Institut Straumann AG","士卓曼（北京）医疗器械贸易有限公司","20e63b2a-d069-11e9-953f-fa163e0a8baf","种植体附件-基台","多功能基台 NC，直型，直径4.5mm，牙龈高度1mm",22.2741,"Ti-6Al-7Nb合金","C0702021380100107254","C07020213801001072540000690",null,"申报企业自主确认为非招标产品、非中选产品或中选部件的附件（如覆盖螺丝、中央螺丝等）产品之一"]
["46540a6c-4dfd-11ec-921a-0050568f9c84","7972c08a0d2b44f0a6f550e718ac3f44","国械注进20143174836","种植体附件abutment and screw","Institut Straumann AG","士卓曼（北京）医疗器械贸易有限公司","20e63b2a-d069-11e9-953f-fa163e0a8baf","种植体附件-基台","多能基台 WN，桥/杆卡用, Ø 7mm，冠高3.5mm",48.379,"Ti-6Al-7Nb合金","C0702021380100107254","C07020213801001072540000691",null,"申报企业自主确认为非招标产品、非中选产品或中选部件的附件（如覆盖螺丝、中央螺丝等）产品之一"]
["465bb19e-4dfd-11ec-921a-0050568f9c84","7972c08a0d2b44f0a6f550e718ac3f44","国械注进20143174836","种植体附件abutment and screw","Institut Straumann AG","士卓曼（北京）医疗器械贸易有限公司","20e63b2a-d069-11e9-953f-fa163e0a8baf","种植体附件-基台","多功能基台 RC，直型，直径4.5mm，牙龈高度2.5mm",22.4742,"Ti-6Al-7Nb合金","C0702021380100107254","C07020213801001072540000693",null,"申报企业自主确认为非招标产品、非中选产品或中选部件的附件（如覆盖螺丝、中央螺丝等）产品之一"]
["466326ba-4dfd-11ec-921a-0050568f9c84","7972c08a0d2b44f0a6f550e718ac3f44","国械注进20143174836","种植体附件abutment and screw","Institut Straumann AG","士卓曼（北京）医疗器械贸易有限公司","20e63b2a-d069-11e9-953f-fa163e0a8baf","种植体附件-基台","多能基台 NC，桥/杆卡用，Ø 4.5mm，冠高3.5mm",22.011,"Ti-6Al-7Nb合金","C0702021380100107254","C07020213801001072540000697",null,"申报企业自主确认为非招标产品、非中选产品或中选部件的附件（如覆盖螺丝、中央螺丝等）产品之一"]
["46690de4-4dfd-11ec-921a-0050568f9c84","7972c08a0d2b44f0a6f550e718ac3f44","国械注进20143174836","种植体附件abutment and screw","Institut Straumann AG","士卓曼（北京）医疗器械贸易有限公司","20e63b2a-d069-11e9-953f-fa163e0a8baf","种植体附件-基台","多功能基台 RC，直型，直径6.5mm，牙龈高度4mm",22.4764,"Ti-6Al-7Nb合金","C0702021380100107254","C07020213801001072540000700",null,"申报企业自主确认为非招标产品、非中选产品或中选部件的附件（如覆盖螺丝、中央螺丝等）产品之一"]
["4669f379-4dfd-11ec-921a-0050568f9c84","7972c08a0d2b44f0a6f550e718ac3f44","国械注进20143174836","种植体附件abutment and screw","Institut Straumann AG","士卓曼（北京）医疗器械贸易有限公司","20e63b2a-d069-11e9-953f-fa163e0a8baf","种植体附件-基台","多能基台 RC，桥用/杆卡，直径4.5mm，高3.5mm",22.0001,"Ti-6Al-7Nb合金","C0702021380100107254","C07020213801001072540000701",null,"申报企业自主确认为非招标产品、非中选产品或中选部件的附件（如覆盖螺丝、中央螺丝等）产品之一"]
["466d6fad-4dfd-11ec-921a-0050568f9c84","7972c08a0d2b44f0a6f550e718ac3f44","国械注进20143174836","种植体附件abutment and screw","Institut Straumann AG","士卓曼（北京）医疗器械贸易有限公司","20e63b2a-d069-11e9-953f-fa163e0a8baf","种植体附件-基台","多能基台 RN，桥/杆卡用，Ø 5mm，冠高3.5mm",48.378,"Ti-6Al-7Nb合金","C0702021380100107254","C07020213801001072540000704",null,"申报企业自主确认为非招标产品、非中选产品或中选部件的附件（如覆盖螺丝、中央螺丝等）产品之一"]
["466d843b-4dfd-11ec-921a-0050568f9c84","7972c08a0d2b44f0a6f550e718ac3f44","国械注进20143174836","种植体附件abutment and screw","Institut Straumann AG","士卓曼（北京）医疗器械贸易有限公司","20e63b2a-d069-11e9-953f-fa163e0a8baf","种植体附件-基台","多功能基台 RC，直型，直径4.5mm，牙龈高度4mm",22.4744,"Ti-6Al-7Nb合金","C0702021380100107254","C07020213801001072540000708",null,"申报企业自主确认为非招标产品、非中选产品或中选部件的附件（如覆盖螺丝、中央螺丝等）产品之一"]
["466d88af-4dfd-11ec-921a-0050568f9c84","7972c08a0d2b44f0a6f550e718ac3f44","国械注进20143174836","种植体附件abutment and screw","Institut Straumann AG","士卓曼（北京）医疗器械贸易有限公司","20e63b2a-d069-11e9-953f-fa163e0a8baf","种植体附件-基台","多能基台 NNC，桥用/杆卡，直径4.2mm，高3.5mm",22.0002,"Ti-6Al-7Nb合金","C0702021380100107254","C07020213801001072540000710",null,"申报企业自主确认为非招标产品、非中选产品或中选部件的附件（如覆盖螺丝、中央螺丝等）产品之一"]
["466db9fb-4dfd-11ec-921a-0050568f9c84","7972c08a0d2b44f0a6f550e718ac3f44","国械注进20143174836","种植体附件abutment and screw","Institut Straumann AG","士卓曼（北京）医疗器械贸易有限公司","20e63b2a-d069-11e9-953f-fa163e0a8baf","种植体附件-基台","多能基台 RN，桥用/杆卡，直径5.5mm，高3.5mm",22.0003,"Ti-6Al-7Nb合金","C0702021380100107254","C07020213801001072540000721",null,"申报企业自主确认为非招标产品、非中选产品或中选部件的附件（如覆盖螺丝、中央螺丝等）产品之一"]
["466dbea2-4dfd-11ec-921a-0050568f9c84","7972c08a0d2b44f0a6f550e718ac3f44","国械注进20143174836","种植体附件abutment and screw","Institut Straumann AG","士卓曼（北京）医疗器械贸易有限公司","20e63b2a-d069-11e9-953f-fa163e0a8baf","种植体附件-基台","多能基台 NC，桥用/杆卡，直径4.5mm，高3.5mm",22,"Ti-6Al-7Nb合金","C0702021380100107254","C07020213801001072540000723",null,"申报企业自主确认为非招标产品、非中选产品或中选部件的附件（如覆盖螺丝、中央螺丝等）产品之一"]
["466dc96b-4dfd-11ec-921a-0050568f9c84","7972c08a0d2b44f0a6f550e718ac3f44","国械注进20143174836","种植体附件abutment and screw","Institut Straumann AG","士卓曼（北京）医疗器械贸易有限公司","20e63b2a-d069-11e9-953f-fa163e0a8baf","种植体附件-基台","多功能基台 NC，直型，直径3.5mm，牙龈高度2.5mm",22.2732,"Ti-6Al-7Nb合金","C0702021380100107254","C07020213801001072540000728",null,"申报企业自主确认为非招标产品、非中选产品或中选部件的附件（如覆盖螺丝、中央螺丝等）产品之一"]
["467d8569-4dfd-11ec-921a-0050568f9c84","7972c08a0d2b44f0a6f550e718ac3f44","国械注进20143174836","种植体附件abutment and screw","Institut Straumann AG","士卓曼（北京）医疗器械贸易有限公司","20e63b2a-d069-11e9-953f-fa163e0a8baf","种植体附件-基台","多功能基台 NC，直型，直径3.5mm，牙龈高度1mm",22.2731,"Ti-6Al-7Nb合金","C0702021380100107254","C07020213801001072540000736",null,"申报企业自主确认为非招标产品、非中选产品或中选部件的附件（如覆盖螺丝、中央螺丝等）产品之一"]
["467e8ae8-4dfd-11ec-921a-0050568f9c84","7972c08a0d2b44f0a6f550e718ac3f44","国械注进20143174836","种植体附件abutment and screw","Institut Straumann AG","士卓曼（北京）医疗器械贸易有限公司","20e63b2a-d069-11e9-953f-fa163e0a8baf","种植体附件-基台","多能基台 RC，桥/杆卡用，Ø 4.5mm，冠高3.5mm",22.0111,"Ti-6Al-7Nb合金","C0702021380100107254","C07020213801001072540000741",null,"申报企业自主确认为非招标产品、非中选产品或中选部件的附件（如覆盖螺丝、中央螺丝等）产品之一"]
["467e93c9-4dfd-11ec-921a-0050568f9c84","7972c08a0d2b44f0a6f550e718ac3f44","国械注进20143174836","种植体附件abutment and screw","Institut Straumann AG","士卓曼（北京）医疗器械贸易有限公司","20e63b2a-d069-11e9-953f-fa163e0a8baf","种植体附件-基台","多功能基台 RC，直型，直径6.5mm，牙龈高度1mm",22.4761,"Ti-6Al-7Nb合金","C0702021380100107254","C07020213801001072540000744",null,"申报企业自主确认为非招标产品、非中选产品或中选部件的附件（如覆盖螺丝、中央螺丝等）产品之一"]
["467e99f2-4dfd-11ec-921a-0050568f9c84","7972c08a0d2b44f0a6f550e718ac3f44","国械注进20143174836","种植体附件abutment and screw","Institut Straumann AG","士卓曼（北京）医疗器械贸易有限公司","20e63b2a-d069-11e9-953f-fa163e0a8baf","种植体附件-基台","多能基台 WN，桥用/杆卡，直径7mm，高4.8mm",22.0004,"Ti-6Al-7Nb合金","C0702021380100107254","C07020213801001072540000747",null,"申报企业自主确认为非招标产品、非中选产品或中选部件的附件（如覆盖螺丝、中央螺丝等）产品之一"]
["4682ea3c-4dfd-11ec-921a-0050568f9c84","7972c08a0d2b44f0a6f550e718ac3f44","国械注进20143174836","种植体附件abutment and screw","Institut Straumann AG","士卓曼（北京）医疗器械贸易有限公司","20e63b2a-d069-11e9-953f-fa163e0a8baf","种植体附件-基台","多功能基台 NC，直型，直径4.5mm，牙龈高度2.5mm",22.2742,"Ti-6Al-7Nb合金","C0702021380100107254","C07020213801001072540000769",null,"申报企业自主确认为非招标产品、非中选产品或中选部件的附件（如覆盖螺丝、中央螺丝等）产品之一"]
["4682ef9d-4dfd-11ec-921a-0050568f9c84","7972c08a0d2b44f0a6f550e718ac3f44","国械注进20143174836","种植体附件abutment and screw","Institut Straumann AG","士卓曼（北京）医疗器械贸易有限公司","20e63b2a-d069-11e9-953f-fa163e0a8baf","种植体附件-基台","多能基台 NNC，桥/杆卡用，Ø 4.2mm，冠高3.5mm",48.377,"Ti-6Al-7Nb合金","C0702021380100107254","C07020213801001072540000771",null,"申报企业自主确认为非招标产品、非中选产品或中选部件的附件（如覆盖螺丝、中央螺丝等）产品之一"]
["46831f38-4dfd-11ec-921a-0050568f9c84","7972c08a0d2b44f0a6f550e718ac3f44","国械注进20143174836","种植体附件abutment and screw","Institut Straumann AG","士卓曼（北京）医疗器械贸易有限公司","20e63b2a-d069-11e9-953f-fa163e0a8baf","种植体附件-基台","多功能基台 RC，直型，直径6.5mm，牙龈高度2.5mm",22.4762,"Ti-6Al-7Nb合金","C0702021380100107254","C07020213801001072540000775",null,"申报企业自主确认为非招标产品、非中选产品或中选部件的附件（如覆盖螺丝、中央螺丝等）产品之一"]
["46832c9f-4dfd-11ec-921a-0050568f9c84","7972c08a0d2b44f0a6f550e718ac3f44","国械注进20143174836","种植体附件abutment and screw","Institut Straumann AG","士卓曼（北京）医疗器械贸易有限公司","20e63b2a-d069-11e9-953f-fa163e0a8baf","种植体附件-基台","多功能基台 NC，直型，直径3.5mm，牙龈高度4mm",22.2734,"Ti-6Al-7Nb合金","C0702021380100107254","C07020213801001072540000781",null,"申报企业自主确认为非招标产品、非中选产品或中选部件的附件（如覆盖螺丝、中央螺丝等）产品之一"]
["468332b3-4dfd-11ec-921a-0050568f9c84","7972c08a0d2b44f0a6f550e718ac3f44","国械注进20143174836","种植体附件abutment and screw","Institut Straumann AG","士卓曼（北京）医疗器械贸易有限公司","20e63b2a-d069-11e9-953f-fa163e0a8baf","种植体附件-基台","多功能基台 NC，直型，直径4.5mm，牙龈高度4mm",22.2744,"Ti-6Al-7Nb合金","C0702021380100107254","C07020213801001072540000784",null,"申报企业自主确认为非招标产品、非中选产品或中选部件的附件（如覆盖螺丝、中央螺丝等）产品之一"]
["ae299f3f-4dfc-11ec-921a-0050568f9c84","7972c08a0d2b44f0a6f550e718ac3f44","国械注进20143174836","种植体附件abutment and screw","Institut Straumann AG","士卓曼（北京）医疗器械贸易有限公司","20e63b2a-d069-11e9-953f-fa163e0a8baf","种植体附件-基台","多功能基台 RC，A型，成角25°",22.4782,"Ti-6Al-7Nb合金","C0702021380100107254","C07020213801001072540001030",null,"申报企业自主确认为非招标产品、非中选产品或中选部件的附件（如覆盖螺丝、中央螺丝等）产品之一"]
["ae3f0a96-4dfc-11ec-921a-0050568f9c84","7972c08a0d2b44f0a6f550e718ac3f44","国械注进20143174836","种植体附件abutment and screw","Institut Straumann AG","士卓曼（北京）医疗器械贸易有限公司","20e63b2a-d069-11e9-953f-fa163e0a8baf","种植体附件-基台","多功能基台 NC，B型，成角25°",22.2786,"Ti-6Al-7Nb合金","C0702021380100107254","C07020213801001072540001049",null,"申报企业自主确认为非招标产品、非中选产品或中选部件的附件（如覆盖螺丝、中央螺丝等）产品之一"]
["ae3fecc5-4dfc-11ec-921a-0050568f9c84","7972c08a0d2b44f0a6f550e718ac3f44","国械注进20143174836","种植体附件abutment and screw","Institut Straumann AG","士卓曼（北京）医疗器械贸易有限公司","20e63b2a-d069-11e9-953f-fa163e0a8baf","种植体附件-基台","多功能基台 RC，B型，成角25°",22.4786,"Ti-6Al-7Nb合金","C0702021380100107254","C07020213801001072540001066",null,"申报企业自主确认为非招标产品、非中选产品或中选部件的附件（如覆盖螺丝、中央螺丝等）产品之一"]
["ae401456-4dfc-11ec-921a-0050568f9c84","7972c08a0d2b44f0a6f550e718ac3f44","国械注进20143174836","种植体附件abutment and screw","Institut Straumann AG","士卓曼（北京）医疗器械贸易有限公司","20e63b2a-d069-11e9-953f-fa163e0a8baf","种植体附件-基台","多功能基台 NC，A型，成角25°",22.2782,"Ti-6Al-7Nb合金","C0702021380100107254","C07020213801001072540001078",null,"申报企业自主确认为非招标产品、非中选产品或中选部件的附件（如覆盖螺丝、中央螺丝等）产品之一"]
["4d9b252e-48a0-11ed-9447-b4055d63f15c","7972c08a0d2b44f0a6f550e718ac3f44","国械注进20143174836","种植体附件abutment and screw","Institut Straumann AG","士卓曼（北京）医疗器械贸易有限公司","27a7db6a-d269-11eb-a006-0050568f9c84","种植体附件-中央螺钉及颌面螺丝","中央螺钉 RN/WN，角度螺丝，长 6.7mm",48.906,"Ti-6Al-7Nb合金","C0702041390200507254","C07020413902005072540000879",null,"申报企业自主确认为非招标产品、非中选产品或中选部件的附件（如覆盖螺丝、中央螺丝等）产品之一"]
["4d9b8597-48a0-11ed-9447-b4055d63f15c","7972c08a0d2b44f0a6f550e718ac3f44","国械注进20143174836","种植体附件abutment and screw","Institut Straumann AG","士卓曼（北京）医疗器械贸易有限公司","27a7db6a-d269-11eb-a006-0050568f9c84","种植体附件-中央螺钉及颌面螺丝","中央螺钉 synOcta®，长6.7 mm",48.356,"Ti-6Al-7Nb合金","C0702041390200507254","C07020413902005072540000880",null,"申报企业自主确认为非招标产品、非中选产品或中选部件的附件（如覆盖螺丝、中央螺丝等）产品之一"]
["4d9b9c6b-48a0-11ed-9447-b4055d63f15c","7972c08a0d2b44f0a6f550e718ac3f44","国械注进20143174836","种植体附件abutment and screw","Institut Straumann AG","士卓曼（北京）医疗器械贸易有限公司","27a7db6a-d269-11eb-a006-0050568f9c84","种植体附件-中央螺钉及颌面螺丝","中央螺钉 RC，用于粘接基台",25.4908,"Ti-6Al-7Nb合金","C0702041390200507254","C07020413902005072540000881",null,"申报企业自主确认为非招标产品、非中选产品或中选部件的附件（如覆盖螺丝、中央螺丝等）产品之一"]
["4d9bb241-48a0-11ed-9447-b4055d63f15c","7972c08a0d2b44f0a6f550e718ac3f44","国械注进20143174836","种植体附件abutment and screw","Institut Straumann AG","士卓曼（北京）医疗器械贸易有限公司","27a7db6a-d269-11eb-a006-0050568f9c84","种植体附件-中央螺钉及颌面螺丝","中央螺钉 NNC，长 7.1mm",48.313,"Ti-6Al-7Nb合金","C0702041390200507254","C07020413902005072540000882",null,"申报企业自主确认为非招标产品、非中选产品或中选部件的附件（如覆盖螺丝、中央螺丝等）产品之一"]
["4d9bbe5c-48a0-11ed-9447-b4055d63f15c","7972c08a0d2b44f0a6f550e718ac3f44","国械注进20143174836","种植体附件abutment and screw","Institut Straumann AG","士卓曼（北京）医疗器械贸易有限公司","27a7db6a-d269-11eb-a006-0050568f9c84","种植体附件-中央螺钉及颌面螺丝","中央螺钉 NC/RC，螺丝固位杆卡/桥用",25.2926,"Ti-6Al-7Nb合金","C0702041390200507254","C07020413902005072540000883",null,"申报企业自主确认为非招标产品、非中选产品或中选部件的附件（如覆盖螺丝、中央螺丝等）产品之一"]
["4d9bc1cb-48a0-11ed-9447-b4055d63f15c","7972c08a0d2b44f0a6f550e718ac3f44","国械注进20143174836","种植体附件abutment and screw","Institut Straumann AG","士卓曼（北京）医疗器械贸易有限公司","27a7db6a-d269-11eb-a006-0050568f9c84","种植体附件-中央螺钉及颌面螺丝","中央螺钉 RC",25.49,"Ti-6Al-7Nb合金","C0702041390200507254","C07020413902005072540000884",null,"申报企业自主确认为非招标产品、非中选产品或中选部件的附件（如覆盖螺丝、中央螺丝等）产品之一"]
["4d9bcc0c-48a0-11ed-9447-b4055d63f15c","7972c08a0d2b44f0a6f550e718ac3f44","国械注进20143174836","种植体附件abutment and screw","Institut Straumann AG","士卓曼（北京）医疗器械贸易有限公司","27a7db6a-d269-11eb-a006-0050568f9c84","种植体附件-中央螺钉及颌面螺丝","中央螺钉 NNC，用于粘接基台，长 7.1mm",48.314,"Ti-6Al-7Nb合金","C0702041390200507254","C07020413902005072540000885",null,"申报企业自主确认为非招标产品、非中选产品或中选部件的附件（如覆盖螺丝、中央螺丝等）产品之一"]
["4d9bd612-48a0-11ed-9447-b4055d63f15c","7972c08a0d2b44f0a6f550e718ac3f44","国械注进20143174836","种植体附件abutment and screw","Institut Straumann AG","士卓曼（北京）医疗器械贸易有限公司","27a7db6a-d269-11eb-a006-0050568f9c84","种植体附件-中央螺钉及颌面螺丝","中央螺钉 RC，用于金基台牙桥",25.4902,"Ti-6Al-7Nb合金","C0702041390200507254","C07020413902005072540000886",null,"申报企业自主确认为非招标产品、非中选产品或中选部件的附件（如覆盖螺丝、中央螺丝等）产品之一"]
["4d9bdfb6-48a0-11ed-9447-b4055d63f15c","7972c08a0d2b44f0a6f550e718ac3f44","国械注进20143174836","种植体附件abutment and screw","Institut Straumann AG","士卓曼（北京）医疗器械贸易有限公司","27a7db6a-d269-11eb-a006-0050568f9c84","种植体附件-中央螺钉及颌面螺丝","中央螺钉 NC/RC，角度螺丝，长 7.9mm",25.0055,"Ti-6Al-7Nb合金","C0702041390200507254","C07020413902005072540000887",null,"申报企业自主确认为非招标产品、非中选产品或中选部件的附件（如覆盖螺丝、中央螺丝等）产品之一"]
["4d9be8d2-48a0-11ed-9447-b4055d63f15c","7972c08a0d2b44f0a6f550e718ac3f44","国械注进20143174836","种植体附件abutment and screw","Institut Straumann AG","士卓曼（北京）医疗器械贸易有限公司","27a7db6a-d269-11eb-a006-0050568f9c84","种植体附件-中央螺钉及颌面螺丝","中央螺钉 NNC，角度螺丝，长 7.5mm",48.899,"Ti-6Al-7Nb合金","C0702041390200507254","C07020413902005072540000888",null,"申报企业自主确认为非招标产品、非中选产品或中选部件的附件（如覆盖螺丝、中央螺丝等）产品之一"]
["4d9bf219-48a0-11ed-9447-b4055d63f15c","7972c08a0d2b44f0a6f550e718ac3f44","国械注进20143174836","种植体附件abutment and screw","Institut Straumann AG","士卓曼（北京）医疗器械贸易有限公司","27a7db6a-d269-11eb-a006-0050568f9c84","种植体附件-中央螺钉及颌面螺丝","中央螺钉 NC，用于粘接基台",25.2908,"Ti-6Al-7Nb合金","C0702041390200507254","C07020413902005072540000889",null,"申报企业自主确认为非招标产品、非中选产品或中选部件的附件（如覆盖螺丝、中央螺丝等）产品之一"]
["4d9c1d96-48a0-11ed-9447-b4055d63f15c","7972c08a0d2b44f0a6f550e718ac3f44","国械注进20143174836","种植体附件abutment and screw","Institut Straumann AG","士卓曼（北京）医疗器械贸易有限公司","27a7db6a-d269-11eb-a006-0050568f9c84","种植体附件-中央螺钉及颌面螺丝","中央螺钉 NC/RC ，用于直型螺丝固位基台，牙龈高度1 mm",23.4749,"Ti-6Al-7Nb合金","C0702041390200507254","C07020413902005072540000890",null,"申报企业自主确认为非招标产品、非中选产品或中选部件的附件（如覆盖螺丝、中央螺丝等）产品之一"]
["4d9c314e-48a0-11ed-9447-b4055d63f15c","7972c08a0d2b44f0a6f550e718ac3f44","国械注进20143174836","种植体附件abutment and screw","Institut Straumann AG","士卓曼（北京）医疗器械贸易有限公司","27a7db6a-d269-11eb-a006-0050568f9c84","种植体附件-中央螺钉及颌面螺丝","中央螺钉 NC/RC ，用于直型螺丝固位基台，牙龈高度4 mm",23.476,"Ti-6Al-7Nb合金","C0702041390200507254","C07020413902005072540000891",null,"申报企业自主确认为非招标产品、非中选产品或中选部件的附件（如覆盖螺丝、中央螺丝等）产品之一"]
["4d9c3a8c-48a0-11ed-9447-b4055d63f15c","7972c08a0d2b44f0a6f550e718ac3f44","国械注进20143174836","种植体附件abutment and screw","Institut Straumann AG","士卓曼（北京）医疗器械贸易有限公司","27a7db6a-d269-11eb-a006-0050568f9c84","种植体附件-中央螺钉及颌面螺丝","中央螺钉 NC/RC ，用于直型螺丝固位基台，牙龈高度2.5 mm",23.475,"Ti-6Al-7Nb合金","C0702041390200507254","C07020413902005072540000892",null,"申报企业自主确认为非招标产品、非中选产品或中选部件的附件（如覆盖螺丝、中央螺丝等）产品之一"]
["4d9c4b64-48a0-11ed-9447-b4055d63f15c","7972c08a0d2b44f0a6f550e718ac3f44","国械注进20143174836","种植体附件abutment and screw","Institut Straumann AG","士卓曼（北京）医疗器械贸易有限公司","27a7db6a-d269-11eb-a006-0050568f9c84","种植体附件-中央螺钉及颌面螺丝","中央螺钉 NC/RC ，用于17°/30°螺丝固位基台",25.0002,"Ti-6Al-7Nb合金","C0702041390200507254","C07020413902005072540000893",null,"申报企业自主确认为非招标产品、非中选产品或中选部件的附件（如覆盖螺丝、中央螺丝等）产品之一"]
["6d98b3d6-489f-11ed-9447-b4055d63f15c","7972c08a0d2b44f0a6f550e718ac3f44","国械注进20143174836","种植体附件abutment and screw","Institut Straumann AG","士卓曼（北京）医疗器械贸易有限公司","27a7db6a-d269-11eb-a006-0050568f9c84","种植体附件-中央螺钉及颌面螺丝","颌面螺丝 NN，长 5mm，直径 1.8mm",49.177,"Ti-6Al-7Nb合金","C0702041390200507254","C07020413902005072540000895",null,"申报企业自主确认为非招标产品、非中选产品或中选部件的附件（如覆盖螺丝、中央螺丝等）产品之一"]
["6d9911d5-489f-11ed-9447-b4055d63f15c","7972c08a0d2b44f0a6f550e718ac3f44","国械注进20143174836","种植体附件abutment and screw","Institut Straumann AG","士卓曼（北京）医疗器械贸易有限公司","27a7db6a-d269-11eb-a006-0050568f9c84","种植体附件-中央螺钉及颌面螺丝","颌面螺丝 NN，用于瓷基台",48.353,"Ti-6Al-7Nb合金","C0702041390200507254","C07020413902005072540000896",null,"申报企业自主确认为非招标产品、非中选产品或中选部件的附件（如覆盖螺丝、中央螺丝等）产品之一"]
["6d99270a-489f-11ed-9447-b4055d63f15c","7972c08a0d2b44f0a6f550e718ac3f44","国械注进20143174836","种植体附件abutment and screw","Institut Straumann AG","士卓曼（北京）医疗器械贸易有限公司","27a7db6a-d269-11eb-a006-0050568f9c84","种植体附件-中央螺钉及颌面螺丝","颌面螺丝 NC/RC，用于多功能基台基底，四支装","025.0900-04","Ti-6Al-7Nb合金","C0702041390200507254","C07020413902005072540000897",null,"申报企业自主确认为非招标产品、非中选产品或中选部件的附件（如覆盖螺丝、中央螺丝等）产品之一"]
["6d9931fc-489f-11ed-9447-b4055d63f15c","7972c08a0d2b44f0a6f550e718ac3f44","国械注进20143174836","种植体附件abutment and screw","Institut Straumann AG","士卓曼（北京）医疗器械贸易有限公司","27a7db6a-d269-11eb-a006-0050568f9c84","种植体附件-中央螺钉及颌面螺丝","颌面螺丝 临时修复体用，长7.6 mm",49.181,"Ti-6Al-7Nb合金","C0702041390200507254","C07020413902005072540000898",null,"申报企业自主确认为非招标产品、非中选产品或中选部件的附件（如覆盖螺丝、中央螺丝等）产品之一"]
["6d993503-489f-11ed-9447-b4055d63f15c","7972c08a0d2b44f0a6f550e718ac3f44","国械注进20143174836","种植体附件abutment and screw","Institut Straumann AG","士卓曼（北京）医疗器械贸易有限公司","27a7db6a-d269-11eb-a006-0050568f9c84","种植体附件-中央螺钉及颌面螺丝","颌面螺丝 RN，用于瓷基台，长 5mm，四支装","048.354V4","Ti-6Al-7Nb合金","C0702041390200507254","C07020413902005072540000899",null,"申报企业自主确认为非招标产品、非中选产品或中选部件的附件（如覆盖螺丝、中央螺丝等）产品之一"]
["6d9937a4-489f-11ed-9447-b4055d63f15c","7972c08a0d2b44f0a6f550e718ac3f44","国械注进20143174836","种植体附件abutment and screw","Institut Straumann AG","士卓曼（北京）医疗器械贸易有限公司","27a7db6a-d269-11eb-a006-0050568f9c84","种植体附件-中央螺钉及颌面螺丝","颌面螺丝 RN，用于瓷基台，长 5mm",48.354,"Ti-6Al-7Nb合金","C0702041390200507254","C07020413902005072540000900",null,"申报企业自主确认为非招标产品、非中选产品或中选部件的附件（如覆盖螺丝、中央螺丝等）产品之一"]
["6d9941ac-489f-11ed-9447-b4055d63f15c","7972c08a0d2b44f0a6f550e718ac3f44","国械注进20143174836","种植体附件abutment and screw","Institut Straumann AG","士卓曼（北京）医疗器械贸易有限公司","27a7db6a-d269-11eb-a006-0050568f9c84","种植体附件-中央螺钉及颌面螺丝","颌面螺丝 适用于螺丝固位基台基底",23.4763,"Ti-6Al-7Nb合金","C0702041390200507254","C07020413902005072540000901",null,"申报企业自主确认为非招标产品、非中选产品或中选部件的附件（如覆盖螺丝、中央螺丝等）产品之一"]
["6d994408-489f-11ed-9447-b4055d63f15c","7972c08a0d2b44f0a6f550e718ac3f44","国械注进20143174836","种植体附件abutment and screw","Institut Straumann AG","士卓曼（北京）医疗器械贸易有限公司","27a7db6a-d269-11eb-a006-0050568f9c84","种植体附件-中央螺钉及颌面螺丝","颌面螺丝 用于RN/WN八角研磨基台，长 8 mm",48.357,"Ti-6Al-7Nb合金","C0702041390200507254","C07020413902005072540000902",null,"申报企业自主确认为非招标产品、非中选产品或中选部件的附件（如覆盖螺丝、中央螺丝等）产品之一"]
["6d994669-489f-11ed-9447-b4055d63f15c","7972c08a0d2b44f0a6f550e718ac3f44","国械注进20143174836","种植体附件abutment and screw","Institut Straumann AG","士卓曼（北京）医疗器械贸易有限公司","27a7db6a-d269-11eb-a006-0050568f9c84","种植体附件-中央螺钉及颌面螺丝","颌面螺丝 NN，用于瓷基台，四支装","048.353-04","Ti-6Al-7Nb合金","C0702041390200507254","C07020413902005072540000903",null,"申报企业自主确认为非招标产品、非中选产品或中选部件的附件（如覆盖螺丝、中央螺丝等）产品之一"]
["9f713f90-4dfd-11ec-921a-0050568f9c84","7972c08a0d2b44f0a6f550e718ac3f44","国械注进20143174836","种植体附件abutment and screw","Institut Straumann AG","士卓曼（北京）医疗器械贸易有限公司","27a7db6a-d269-11eb-a006-0050568f9c84","种植体附件-中央螺钉及颌面螺丝","中央螺钉 RC，用于瓷基台",25.4906,"Ti-6Al-7Nb合金","C0702041390200507254","C07020413902005072540000864",null,"申报企业自主确认为非招标产品、非中选产品或中选部件的附件（如覆盖螺丝、中央螺丝等）产品之一"]
["9f73fca1-4dfd-11ec-921a-0050568f9c84","7972c08a0d2b44f0a6f550e718ac3f44","国械注进20143174836","种植体附件abutment and screw","Institut Straumann AG","士卓曼（北京）医疗器械贸易有限公司","27a7db6a-d269-11eb-a006-0050568f9c84","种植体附件-中央螺钉及颌面螺丝","中央螺钉 RN/WN，用于多能基台",22.0045,"Ti-6Al-7Nb合金","C0702041390200507254","C07020413902005072540000865",null,"申报企业自主确认为非招标产品、非中选产品或中选部件的附件（如覆盖螺丝、中央螺丝等）产品之一"]
["9f7571bc-4dfd-11ec-921a-0050568f9c84","7972c08a0d2b44f0a6f550e718ac3f44","国械注进20143174836","种植体附件abutment and screw","Institut Straumann AG","士卓曼（北京）医疗器械贸易有限公司","27a7db6a-d269-11eb-a006-0050568f9c84","种植体附件-中央螺钉及颌面螺丝","中央螺钉 NC，用于瓷基台",25.2906,"Ti-6Al-7Nb合金","C0702041390200507254","C07020413902005072540000866",null,"申报企业自主确认为非招标产品、非中选产品或中选部件的附件（如覆盖螺丝、中央螺丝等）产品之一"]
["afe436bb-489f-11ed-9447-b4055d63f15c","7972c08a0d2b44f0a6f550e718ac3f44","国械注进20143174836","种植体附件abutment and screw","Institut Straumann AG","士卓曼（北京）医疗器械贸易有限公司","27a7db6a-d269-11eb-a006-0050568f9c84","种植体附件-中央螺钉及颌面螺丝","中央螺钉 NC",25.29,"Ti-6Al-7Nb合金","C0702041390200507254","C07020413902005072540000904",null,"申报企业自主确认为非招标产品、非中选产品或中选部件的附件（如覆盖螺丝、中央螺丝等）产品之一"]
["7a63eb17-d9bf-11e9-953f-fa163e0a8baf","0281382b-0d93-45d3-a546-a75e3a6a51bc","国械备20170216号","转移帽 TRANSFER AND SCREW","Anthogyr SAS","士卓曼（北京）医疗器械贸易有限公司","0d3410ad-d9bc-11e9-953f-fa163e0a8baf","转移帽","中央螺栓 开窗式，短型","OPAC501",null,"C0702041390200507254","C07020413902005072540000039",null,"申报企业自主确认为非招标产品、非中选产品或中选部件的附件（如覆盖螺丝、中央螺丝等）产品之一"]
["7a6b324f-d9bf-11e9-953f-fa163e0a8baf","0281382b-0d93-45d3-a546-a75e3a6a51bc","国械备20170216号","转移帽 TRANSFER AND SCREW","Anthogyr SAS","士卓曼（北京）医疗器械贸易有限公司","0d3410ad-d9bc-11e9-953f-fa163e0a8baf","转移帽","中央螺栓 短型，适用于复合基台","MUT101",null,"C0702041390200507254","C07020413902005072540000036",null,"申报企业自主确认为非招标产品、非中选产品或中选部件的附件（如覆盖螺丝、中央螺丝等）产品之一"]
["7a74c206-d9bf-11e9-953f-fa163e0a8baf","0281382b-0d93-45d3-a546-a75e3a6a51bc","国械备20170216号","转移帽 TRANSFER AND SCREW","Anthogyr SAS","士卓曼（北京）医疗器械贸易有限公司","0d3410ad-d9bc-11e9-953f-fa163e0a8baf","转移帽","中央螺栓 开窗式，长型","OPPU102",null,"C0702041390200507254","C07020413902005072540000037",null,"申报企业自主确认为非招标产品、非中选产品或中选部件的附件（如覆盖螺丝、中央螺丝等）产品之一"]
["7a74c46e-d9bf-11e9-953f-fa163e0a8baf","0281382b-0d93-45d3-a546-a75e3a6a51bc","国械备20170216号","转移帽 TRANSFER AND SCREW","Anthogyr SAS","士卓曼（北京）医疗器械贸易有限公司","0d3410ad-d9bc-11e9-953f-fa163e0a8baf","转移帽","中央螺栓 开窗式，加长型","OPPU102L",null,"C0702041390200507254","C07020413902005072540000038",null,"申报企业自主确认为非招标产品、非中选产品或中选部件的附件（如覆盖螺丝、中央螺丝等）产品之一"]
["7a74fd15-d9bf-11e9-953f-fa163e0a8baf","0281382b-0d93-45d3-a546-a75e3a6a51bc","国械备20170216号","转移帽 TRANSFER AND SCREW","Anthogyr SAS","士卓曼（北京）医疗器械贸易有限公司","0d3410ad-d9bc-11e9-953f-fa163e0a8baf","转移帽","中央螺栓 开窗式，短型","OPPU101",null,"C0702041390200507254","C07020413902005072540000040",null,"申报企业自主确认为非招标产品、非中选产品或中选部件的附件（如覆盖螺丝、中央螺丝等）产品之一"]
["7a750064-d9bf-11e9-953f-fa163e0a8baf","0281382b-0d93-45d3-a546-a75e3a6a51bc","国械备20170216号","转移帽 TRANSFER AND SCREW","Anthogyr SAS","士卓曼（北京）医疗器械贸易有限公司","0d3410ad-d9bc-11e9-953f-fa163e0a8baf","转移帽","中央螺栓 长型，适用于复合基台","MUT102",null,"C0702041390200507254","C07020413902005072540000041",null,"申报企业自主确认为非招标产品、非中选产品或中选部件的附件（如覆盖螺丝、中央螺丝等）产品之一"]
["7a750210-d9bf-11e9-953f-fa163e0a8baf","0281382b-0d93-45d3-a546-a75e3a6a51bc","国械备20170216号","转移帽 TRANSFER AND SCREW","Anthogyr SAS","士卓曼（北京）医疗器械贸易有限公司","0d3410ad-d9bc-11e9-953f-fa163e0a8baf","转移帽","中央螺栓 开窗式，长型","OPAC502",null,"C0702041390200507254","C07020413902005072540000042",null,"申报企业自主确认为非招标产品、非中选产品或中选部件的附件（如覆盖螺丝、中央螺丝等）产品之一"]
["00fda8f6-d9c3-11e9-953f-fa163e0a8baf","0281382b-0d93-45d3-a546-a75e3a6a51bc","国械备20170216号","转移帽 TRANSFER AND SCREW","Anthogyr SAS","士卓曼（北京）医疗器械贸易有限公司","cbfd1f69-0a13-11ea-99e3-fa163e0a8baf","转移帽","转移帽 闭窗式，适用于复合基台","MUT200",null,"C0702041390200207254","C07020413902002072540000015",null,"申报企业自主确认为非招标产品、非中选产品或中选部件的附件（如覆盖螺丝、中央螺丝等）产品之一"]
["00fdacee-d9c3-11e9-953f-fa163e0a8baf","0281382b-0d93-45d3-a546-a75e3a6a51bc","国械备20170216号","转移帽 TRANSFER AND SCREW","Anthogyr SAS","士卓曼（北京）医疗器械贸易有限公司","cbfd1f69-0a13-11ea-99e3-fa163e0a8baf","转移帽","转移帽 开窗式，适用于复合基台","MUT100",null,"C0702041390200207254","C07020413902002072540000017",null,"申报企业自主确认为非招标产品、非中选产品或中选部件的附件（如覆盖螺丝、中央螺丝等）产品之一"]
["00fdd87f-d9c3-11e9-953f-fa163e0a8baf","0281382b-0d93-45d3-a546-a75e3a6a51bc","国械备20170216号","转移帽 TRANSFER AND SCREW","Anthogyr SAS","士卓曼（北京）医疗器械贸易有限公司","cbfd1f69-0a13-11ea-99e3-fa163e0a8baf","转移帽","转移帽 闭窗式，窄径，适用于复合基台","MUNT200",null,"C0702041390200207254","C07020413902002072540000021",null,"申报企业自主确认为非招标产品、非中选产品或中选部件的附件（如覆盖螺丝、中央螺丝等）产品之一"]
["00fde289-d9c3-11e9-953f-fa163e0a8baf","0281382b-0d93-45d3-a546-a75e3a6a51bc","国械备20170216号","转移帽 TRANSFER AND SCREW","Anthogyr SAS","士卓曼（北京）医疗器械贸易有限公司","cbfd1f69-0a13-11ea-99e3-fa163e0a8baf","转移帽","转移帽 开窗式，窄径，适用于复合基台","MUNT100",null,"C0702041390200207254","C07020413902002072540000024",null,"申报企业自主确认为非招标产品、非中选产品或中选部件的附件（如覆盖螺丝、中央螺丝等）产品之一"]
["00fde446-d9c3-11e9-953f-fa163e0a8baf","0281382b-0d93-45d3-a546-a75e3a6a51bc","国械备20170216号","转移帽 TRANSFER AND SCREW","Anthogyr SAS","士卓曼（北京）医疗器械贸易有限公司","cbfd1f69-0a13-11ea-99e3-fa163e0a8baf","转移帽","转移帽 适用于Locator基台","OPLA500",null,"C0702041390200207254","C07020413902002072540000025",null,"申报企业自主确认为非招标产品、非中选产品或中选部件的附件（如覆盖螺丝、中央螺丝等）产品之一"]
["7cdae295-48aa-11ed-9447-b4055d63f15c","0281382b-0d93-45d3-a546-a75e3a6a51bc","国械备20170216号","转移帽 TRANSFER AND SCREW","Anthogyr SAS","士卓曼（北京）医疗器械贸易有限公司","cbfd1f69-0a13-11ea-99e3-fa163e0a8baf","转移帽","转移帽 闭窗式，窄径，四支装，适用于复合基台","MUNT200-4",null,"C0702041390200207254","C07020413902002072540000388",null,"申报企业自主确认为非招标产品、非中选产品或中选部件的附件（如覆盖螺丝、中央螺丝等）产品之一"]
["7cdb33d6-48aa-11ed-9447-b4055d63f15c","0281382b-0d93-45d3-a546-a75e3a6a51bc","国械备20170216号","转移帽 TRANSFER AND SCREW","Anthogyr SAS","士卓曼（北京）医疗器械贸易有限公司","cbfd1f69-0a13-11ea-99e3-fa163e0a8baf","转移帽","转移帽 开窗式，窄径，四支装，适用于复合基台","MUNT100-4",null,"C0702041390200207254","C07020413902002072540000389",null,"申报企业自主确认为非招标产品、非中选产品或中选部件的附件（如覆盖螺丝、中央螺丝等）产品之一"]
["7cdb3ef0-48aa-11ed-9447-b4055d63f15c","0281382b-0d93-45d3-a546-a75e3a6a51bc","国械备20170216号","转移帽 TRANSFER AND SCREW","Anthogyr SAS","士卓曼（北京）医疗器械贸易有限公司","cbfd1f69-0a13-11ea-99e3-fa163e0a8baf","转移帽","转移帽 开窗式，适用于角度螺栓基台，四支装","OPAC500-4",null,"C0702041390200207254","C07020413902002072540000390",null,"申报企业自主确认为非招标产品、非中选产品或中选部件的附件（如覆盖螺丝、中央螺丝等）产品之一"]
["7cdb7082-48aa-11ed-9447-b4055d63f15c","0281382b-0d93-45d3-a546-a75e3a6a51bc","国械备20170216号","转移帽 TRANSFER AND SCREW","Anthogyr SAS","士卓曼（北京）医疗器械贸易有限公司","cbfd1f69-0a13-11ea-99e3-fa163e0a8baf","转移帽","转移帽 闭窗式，四支装，适用于复合基台","MUT200-4",null,"C0702041390200207254","C07020413902002072540000398",null,"申报企业自主确认为非招标产品、非中选产品或中选部件的附件（如覆盖螺丝、中央螺丝等）产品之一"]
["7cdb7d7b-48aa-11ed-9447-b4055d63f15c","0281382b-0d93-45d3-a546-a75e3a6a51bc","国械备20170216号","转移帽 TRANSFER AND SCREW","Anthogyr SAS","士卓曼（北京）医疗器械贸易有限公司","cbfd1f69-0a13-11ea-99e3-fa163e0a8baf","转移帽","转移帽 开窗式，四支装，适用于复合基台","MUT100-4",null,"C0702041390200207254","C07020413902002072540000399",null,"申报企业自主确认为非招标产品、非中选产品或中选部件的附件（如覆盖螺丝、中央螺丝等）产品之一"]
["d6c63bbe-46e5-11ec-921a-0050568f9c84","0281382b-0d93-45d3-a546-a75e3a6a51bc","国械备20170216号","转移帽 TRANSFER AND SCREW","Anthogyr SAS","士卓曼（北京）医疗器械贸易有限公司","cf6ed519-caeb-11e9-953f-fa163e0a8baf","转移帽","转移杆 套环，Ø5.0 GH3.5","OPROFIL530",null,"C0702041390100207254","C07020413901002072540000167",null,"申报企业自主确认为非招标产品、非中选产品或中选部件的附件（如覆盖螺丝、中央螺丝等）产品之一"]
["d6cb1c22-46e5-11ec-921a-0050568f9c84","0281382b-0d93-45d3-a546-a75e3a6a51bc","国械备20170216号","转移帽 TRANSFER AND SCREW","Anthogyr SAS","士卓曼（北京）医疗器械贸易有限公司","cf6ed519-caeb-11e9-953f-fa163e0a8baf","转移帽","转移杆 套环，Ø4.0 GH1.5","OPROFIL410",null,"C0702041390100207254","C07020413901002072540000168",null,"申报企业自主确认为非招标产品、非中选产品或中选部件的附件（如覆盖螺丝、中央螺丝等）产品之一"]
["d6cb2173-46e5-11ec-921a-0050568f9c84","0281382b-0d93-45d3-a546-a75e3a6a51bc","国械备20170216号","转移帽 TRANSFER AND SCREW","Anthogyr SAS","士卓曼（北京）医疗器械贸易有限公司","cf6ed519-caeb-11e9-953f-fa163e0a8baf","转移帽","转移杆 套环，Ø5.0 GH2.5","OPROFIL520",null,"C0702041390100207254","C07020413901002072540000169",null,"申报企业自主确认为非招标产品、非中选产品或中选部件的附件（如覆盖螺丝、中央螺丝等）产品之一"]
["d6cb237f-46e5-11ec-921a-0050568f9c84","0281382b-0d93-45d3-a546-a75e3a6a51bc","国械备20170216号","转移帽 TRANSFER AND SCREW","Anthogyr SAS","士卓曼（北京）医疗器械贸易有限公司","cf6ed519-caeb-11e9-953f-fa163e0a8baf","转移帽","转移杆 套环，Ø5.0 GH1.5","OPROFIL510",null,"C0702041390100207254","C07020413901002072540000170",null,"申报企业自主确认为非招标产品、非中选产品或中选部件的附件（如覆盖螺丝、中央螺丝等）产品之一"]
["d6cb256e-46e5-11ec-921a-0050568f9c84","0281382b-0d93-45d3-a546-a75e3a6a51bc","国械备20170216号","转移帽 TRANSFER AND SCREW","Anthogyr SAS","士卓曼（北京）医疗器械贸易有限公司","cf6ed519-caeb-11e9-953f-fa163e0a8baf","转移帽","转移杆 套环，Ø4.0 GH3.5","OPROFIL430",null,"C0702041390100207254","C07020413901002072540000171",null,"申报企业自主确认为非招标产品、非中选产品或中选部件的附件（如覆盖螺丝、中央螺丝等）产品之一"]
["d6cb2770-46e5-11ec-921a-0050568f9c84","0281382b-0d93-45d3-a546-a75e3a6a51bc","国械备20170216号","转移帽 TRANSFER AND SCREW","Anthogyr SAS","士卓曼（北京）医疗器械贸易有限公司","cf6ed519-caeb-11e9-953f-fa163e0a8baf","转移帽","转移杆 套环，Ø4.0 GH2.5","OPROFIL420",null,"C0702041390100207254","C07020413901002072540000172",null,"申报企业自主确认为非招标产品、非中选产品或中选部件的附件（如覆盖螺丝、中央螺丝等）产品之一"]
["488c8761-4885-11ed-9447-b4055d63f15c","a38eab4b-46d3-11ec-921a-0050568f9c84","国械注进20163173296","基台及配件 Prosthetic Piece（titanium）","安卓健股份有限公司Anthogyr SAS","士卓曼（北京）医疗器械贸易有限公司","2b3a7354-4885-11ed-9447-b4055d63f15c","基台及配件-临时基台","临时基台Ø3.4 H2","OPTP320","钛合金（Ti-6AI-4V）","C0702021380000207254","C07020213800002072540000007",null,"申报企业自主确认为非招标产品、非中选产品或中选部件的附件（如覆盖螺丝、中央螺丝等）产品之一"]
["488d0a58-4885-11ed-9447-b4055d63f15c","a38eab4b-46d3-11ec-921a-0050568f9c84","国械注进20163173296","基台及配件 Prosthetic Piece（titanium）","安卓健股份有限公司Anthogyr SAS","士卓曼（北京）医疗器械贸易有限公司","2b3a7354-4885-11ed-9447-b4055d63f15c","基台及配件-临时基台","临时基台Ø5.0 H2","OPTP520","钛合金（Ti-6AI-4V）","C0702021380000207254","C07020213800002072540000008",null,"申报企业自主确认为非招标产品、非中选产品或中选部件的附件（如覆盖螺丝、中央螺丝等）产品之一"]
["488d4a27-4885-11ed-9447-b4055d63f15c","a38eab4b-46d3-11ec-921a-0050568f9c84","国械注进20163173296","基台及配件 Prosthetic Piece（titanium）","安卓健股份有限公司Anthogyr SAS","士卓曼（北京）医疗器械贸易有限公司","2b3a7354-4885-11ed-9447-b4055d63f15c","基台及配件-临时基台","临时基台Ø6.0 H1","OPTP610","钛合金（Ti-6AI-4V）","C0702021380000207254","C07020213800002072540000009",null,"申报企业自主确认为非招标产品、非中选产品或中选部件的附件（如覆盖螺丝、中央螺丝等）产品之一"]
["488d57ac-4885-11ed-9447-b4055d63f15c","a38eab4b-46d3-11ec-921a-0050568f9c84","国械注进20163173296","基台及配件 Prosthetic Piece（titanium）","安卓健股份有限公司Anthogyr SAS","士卓曼（北京）医疗器械贸易有限公司","2b3a7354-4885-11ed-9447-b4055d63f15c","基台及配件-临时基台","临时基台 Ø4.0","OPSC200","钛合金（Ti-6AI-4V）","C0702021380000207254","C07020213800002072540000010",null,"申报企业自主确认为非招标产品、非中选产品或中选部件的附件（如覆盖螺丝、中央螺丝等）产品之一"]
["488d8d59-4885-11ed-9447-b4055d63f15c","a38eab4b-46d3-11ec-921a-0050568f9c84","国械注进20163173296","基台及配件 Prosthetic Piece（titanium）","安卓健股份有限公司Anthogyr SAS","士卓曼（北京）医疗器械贸易有限公司","2b3a7354-4885-11ed-9447-b4055d63f15c","基台及配件-临时基台","临时基台Ø4.0 H1","OPTP410","钛合金（Ti-6AI-4V）","C0702021380000207254","C07020213800002072540000011",null,"申报企业自主确认为非招标产品、非中选产品或中选部件的附件（如覆盖螺丝、中央螺丝等）产品之一"]
["488d9caf-4885-11ed-9447-b4055d63f15c","a38eab4b-46d3-11ec-921a-0050568f9c84","国械注进20163173296","基台及配件 Prosthetic Piece（titanium）","安卓健股份有限公司Anthogyr SAS","士卓曼（北京）医疗器械贸易有限公司","2b3a7354-4885-11ed-9447-b4055d63f15c","基台及配件-临时基台","临时基台Ø4.0 H2","OPTP420","钛合金（Ti-6AI-4V）","C0702021380000207254","C07020213800002072540000012",null,"申报企业自主确认为非招标产品、非中选产品或中选部件的附件（如覆盖螺丝、中央螺丝等）产品之一"]
["488dc903-4885-11ed-9447-b4055d63f15c","a38eab4b-46d3-11ec-921a-0050568f9c84","国械注进20163173296","基台及配件 Prosthetic Piece（titanium）","安卓健股份有限公司Anthogyr SAS","士卓曼（北京）医疗器械贸易有限公司","2b3a7354-4885-11ed-9447-b4055d63f15c","基台及配件-临时基台","临时基台Ø6.0 H3","OPTP630","钛合金（Ti-6AI-4V）","C0702021380000207254","C07020213800002072540000013",null,"申报企业自主确认为非招标产品、非中选产品或中选部件的附件（如覆盖螺丝、中央螺丝等）产品之一"]
["488dd7f3-4885-11ed-9447-b4055d63f15c","a38eab4b-46d3-11ec-921a-0050568f9c84","国械注进20163173296","基台及配件 Prosthetic Piece（titanium）","安卓健股份有限公司Anthogyr SAS","士卓曼（北京）医疗器械贸易有限公司","2b3a7354-4885-11ed-9447-b4055d63f15c","基台及配件-临时基台","临时基台Ø3.4 H3","OPTP330","钛合金（Ti-6AI-4V）","C0702021380000207254","C07020213800002072540000014",null,"申报企业自主确认为非招标产品、非中选产品或中选部件的附件（如覆盖螺丝、中央螺丝等）产品之一"]
["488de657-4885-11ed-9447-b4055d63f15c","a38eab4b-46d3-11ec-921a-0050568f9c84","国械注进20163173296","基台及配件 Prosthetic Piece（titanium）","安卓健股份有限公司Anthogyr SAS","士卓曼（北京）医疗器械贸易有限公司","2b3a7354-4885-11ed-9447-b4055d63f15c","基台及配件-临时基台","临时基台Ø5.0 H3","OPTP530","钛合金（Ti-6AI-4V）","C0702021380000207254","C07020213800002072540000015",null,"申报企业自主确认为非招标产品、非中选产品或中选部件的附件（如覆盖螺丝、中央螺丝等）产品之一"]
["488e18c2-4885-11ed-9447-b4055d63f15c","a38eab4b-46d3-11ec-921a-0050568f9c84","国械注进20163173296","基台及配件 Prosthetic Piece（titanium）","安卓健股份有限公司Anthogyr SAS","士卓曼（北京）医疗器械贸易有限公司","2b3a7354-4885-11ed-9447-b4055d63f15c","基台及配件-临时基台","临时基台Ø6.0 H2","OPTP620","钛合金（Ti-6AI-4V）","C0702021380000207254","C07020213800002072540000016",null,"申报企业自主确认为非招标产品、非中选产品或中选部件的附件（如覆盖螺丝、中央螺丝等）产品之一"]
["488e32a9-4885-11ed-9447-b4055d63f15c","a38eab4b-46d3-11ec-921a-0050568f9c84","国械注进20163173296","基台及配件 Prosthetic Piece（titanium）","安卓健股份有限公司Anthogyr SAS","士卓曼（北京）医疗器械贸易有限公司","2b3a7354-4885-11ed-9447-b4055d63f15c","基台及配件-临时基台","临时基台Ø4.0 H3","OPTP430","钛合金（Ti-6AI-4V）","C0702021380000207254","C07020213800002072540000017",null,"申报企业自主确认为非招标产品、非中选产品或中选部件的附件（如覆盖螺丝、中央螺丝等）产品之一"]
["488e4046-4885-11ed-9447-b4055d63f15c","a38eab4b-46d3-11ec-921a-0050568f9c84","国械注进20163173296","基台及配件 Prosthetic Piece（titanium）","安卓健股份有限公司Anthogyr SAS","士卓曼（北京）医疗器械贸易有限公司","2b3a7354-4885-11ed-9447-b4055d63f15c","基台及配件-临时基台","临时基台Ø3.4 H1","OPTP310","钛合金（Ti-6AI-4V）","C0702021380000207254","C07020213800002072540000018",null,"申报企业自主确认为非招标产品、非中选产品或中选部件的附件（如覆盖螺丝、中央螺丝等）产品之一"]
["488e4ef8-4885-11ed-9447-b4055d63f15c","a38eab4b-46d3-11ec-921a-0050568f9c84","国械注进20163173296","基台及配件 Prosthetic Piece（titanium）","安卓健股份有限公司Anthogyr SAS","士卓曼（北京）医疗器械贸易有限公司","2b3a7354-4885-11ed-9447-b4055d63f15c","基台及配件-临时基台","临时基台 ANG.Ø4.0","OPAC200","钛合金（Ti-6AI-4V）","C0702021380000207254","C07020213800002072540000019",null,"申报企业自主确认为非招标产品、非中选产品或中选部件的附件（如覆盖螺丝、中央螺丝等）产品之一"]
["488e5c23-4885-11ed-9447-b4055d63f15c","a38eab4b-46d3-11ec-921a-0050568f9c84","国械注进20163173296","基台及配件 Prosthetic Piece（titanium）","安卓健股份有限公司Anthogyr SAS","士卓曼（北京）医疗器械贸易有限公司","2b3a7354-4885-11ed-9447-b4055d63f15c","基台及配件-临时基台","临时基台Ø5.0 H1","OPTP510","钛合金（Ti-6AI-4V）","C0702021380000207254","C07020213800002072540000020",null,"申报企业自主确认为非招标产品、非中选产品或中选部件的附件（如覆盖螺丝、中央螺丝等）产品之一"]
["1a49eca4-4dde-11ec-921a-0050568f9c84","a38eab4b-46d3-11ec-921a-0050568f9c84","国械注进20163173296","基台及配件 Prosthetic Piece（titanium）","安卓健股份有限公司Anthogyr SAS","士卓曼（北京）医疗器械贸易有限公司","2E1B55962CF340B3AC5B43DED78C616C","基台及配件","直基台 Ø4 Ch3.5","OPFLEX403","钛合金（Ti-6A1-4V）","C0702021380100107254","C07020213801001072540000793",null,"申报企业自主确认为非招标产品、非中选产品或中选部件的附件（如覆盖螺丝、中央螺丝等）产品之一"]
["1a49f034-4dde-11ec-921a-0050568f9c84","a38eab4b-46d3-11ec-921a-0050568f9c84","国械注进20163173296","基台及配件 Prosthetic Piece（titanium）","安卓健股份有限公司Anthogyr SAS","士卓曼（北京）医疗器械贸易有限公司","2E1B55962CF340B3AC5B43DED78C616C","基台及配件","LOCATOR基台 H2","OPLA020","钛合金（Ti-6A1-4V）","C0702021380100107254","C07020213801001072540000794",null,"申报企业自主确认为非招标产品、非中选产品或中选部件的附件（如覆盖螺丝、中央螺丝等）产品之一"]
["1a49f28f-4dde-11ec-921a-0050568f9c84","a38eab4b-46d3-11ec-921a-0050568f9c84","国械注进20163173296","基台及配件 Prosthetic Piece（titanium）","安卓健股份有限公司Anthogyr SAS","士卓曼（北京）医疗器械贸易有限公司","2E1B55962CF340B3AC5B43DED78C616C","基台及配件","窄复合基台 Ø4.0 0° H3.5","OPMUN0-3","钛合金（Ti-6A1-4V）","C0702021380100107254","C07020213801001072540000795",null,"申报企业自主确认为非招标产品、非中选产品或中选部件的附件（如覆盖螺丝、中央螺丝等）产品之一"]
["1a49f63e-4dde-11ec-921a-0050568f9c84","a38eab4b-46d3-11ec-921a-0050568f9c84","国械注进20163173296","基台及配件 Prosthetic Piece（titanium）","安卓健股份有限公司Anthogyr SAS","士卓曼（北京）医疗器械贸易有限公司","2E1B55962CF340B3AC5B43DED78C616C","基台及配件","窄复合基台 Ø4.0 0° H2.5","OPMUN0-2","钛合金（Ti-6A1-4V）","C0702021380100107254","C07020213801001072540000797",null,"申报企业自主确认为非招标产品、非中选产品或中选部件的附件（如覆盖螺丝、中央螺丝等）产品之一"]
["1a49f820-4dde-11ec-921a-0050568f9c84","a38eab4b-46d3-11ec-921a-0050568f9c84","国械注进20163173296","基台及配件 Prosthetic Piece（titanium）","安卓健股份有限公司Anthogyr SAS","士卓曼（北京）医疗器械贸易有限公司","2E1B55962CF340B3AC5B43DED78C616C","基台及配件","直基台 S Tibase L","OPBASE-S45","钛合金（Ti-6A1-4V）","C0702021380100107254","C07020213801001072540000798",null,"申报企业自主确认为非招标产品、非中选产品或中选部件的附件（如覆盖螺丝、中央螺丝等）产品之一"]
["1a4a0251-4dde-11ec-921a-0050568f9c84","a38eab4b-46d3-11ec-921a-0050568f9c84","国械注进20163173296","基台及配件 Prosthetic Piece（titanium）","安卓健股份有限公司Anthogyr SAS","士卓曼（北京）医疗器械贸易有限公司","2E1B55962CF340B3AC5B43DED78C616C","基台及配件","复合基台 Ø4.8 0° H4.5","OPMU0-4","钛合金（Ti-6A1-4V）","C0702021380100107254","C07020213801001072540000803",null,"申报企业自主确认为非招标产品、非中选产品或中选部件的附件（如覆盖螺丝、中央螺丝等）产品之一"]
["1a4a0b4e-4dde-11ec-921a-0050568f9c84","a38eab4b-46d3-11ec-921a-0050568f9c84","国械注进20163173296","基台及配件 Prosthetic Piece（titanium）","安卓健股份有限公司Anthogyr SAS","士卓曼（北京）医疗器械贸易有限公司","2E1B55962CF340B3AC5B43DED78C616C","基台及配件","LOCATOR基台 H3","OPLA030","钛合金（Ti-6A1-4V）","C0702021380100107254","C07020213801001072540000804",null,"申报企业自主确认为非招标产品、非中选产品或中选部件的附件（如覆盖螺丝、中央螺丝等）产品之一"]
["1a4a1270-4dde-11ec-921a-0050568f9c84","a38eab4b-46d3-11ec-921a-0050568f9c84","国械注进20163173296","基台及配件 Prosthetic Piece（titanium）","安卓健股份有限公司Anthogyr SAS","士卓曼（北京）医疗器械贸易有限公司","2E1B55962CF340B3AC5B43DED78C616C","基台及配件","复合基台 Ø4.8 0° H3.5","OPMU0-3","钛合金（Ti-6A1-4V）","C0702021380100107254","C07020213801001072540000808",null,"申报企业自主确认为非招标产品、非中选产品或中选部件的附件（如覆盖螺丝、中央螺丝等）产品之一"]
["1a4d328c-4dde-11ec-921a-0050568f9c84","a38eab4b-46d3-11ec-921a-0050568f9c84","国械注进20163173296","基台及配件 Prosthetic Piece（titanium）","安卓健股份有限公司Anthogyr SAS","士卓曼（北京）医疗器械贸易有限公司","2E1B55962CF340B3AC5B43DED78C616C","基台及配件","窄复合基台 Ø4.0 0° H4.5","OPMUN0-4","钛合金（Ti-6A1-4V）","C0702021380100107254","C07020213801001072540000817",null,"申报企业自主确认为非招标产品、非中选产品或中选部件的附件（如覆盖螺丝、中央螺丝等）产品之一"]
["1a4eb47f-4dde-11ec-921a-0050568f9c84","a38eab4b-46d3-11ec-921a-0050568f9c84","国械注进20163173296","基台及配件 Prosthetic Piece（titanium）","安卓健股份有限公司Anthogyr SAS","士卓曼（北京）医疗器械贸易有限公司","2E1B55962CF340B3AC5B43DED78C616C","基台及配件","直基台 Ø5 Ch3.5","OPFLEX503","钛合金（Ti-6A1-4V）","C0702021380100107254","C07020213801001072540000820",null,"申报企业自主确认为非招标产品、非中选产品或中选部件的附件（如覆盖螺丝、中央螺丝等）产品之一"]
["1a505721-4dde-11ec-921a-0050568f9c84","a38eab4b-46d3-11ec-921a-0050568f9c84","国械注进20163173296","基台及配件 Prosthetic Piece（titanium）","安卓健股份有限公司Anthogyr SAS","士卓曼（北京）医疗器械贸易有限公司","2E1B55962CF340B3AC5B43DED78C616C","基台及配件","LOCATOR基台 H1","OPLA010","钛合金（Ti-6A1-4V）","C0702021380100107254","C07020213801001072540000826",null,"申报企业自主确认为非招标产品、非中选产品或中选部件的附件（如覆盖螺丝、中央螺丝等）产品之一"]
["1a506c37-4dde-11ec-921a-0050568f9c84","a38eab4b-46d3-11ec-921a-0050568f9c84","国械注进20163173296","基台及配件 Prosthetic Piece（titanium）","安卓健股份有限公司Anthogyr SAS","士卓曼（北京）医疗器械贸易有限公司","2E1B55962CF340B3AC5B43DED78C616C","基台及配件","复合基台 Ø4.8 0° H1.5","OPMU0-1","钛合金（Ti-6A1-4V）","C0702021380100107254","C07020213801001072540000834",null,"申报企业自主确认为非招标产品、非中选产品或中选部件的附件（如覆盖螺丝、中央螺丝等）产品之一"]
["1a50710f-4dde-11ec-921a-0050568f9c84","a38eab4b-46d3-11ec-921a-0050568f9c84","国械注进20163173296","基台及配件 Prosthetic Piece（titanium）","安卓健股份有限公司Anthogyr SAS","士卓曼（北京）医疗器械贸易有限公司","2E1B55962CF340B3AC5B43DED78C616C","基台及配件","窄复合基台 Ø4.0 0° H1.5","OPMUN0-1","钛合金（Ti-6A1-4V）","C0702021380100107254","C07020213801001072540000836",null,"申报企业自主确认为非招标产品、非中选产品或中选部件的附件（如覆盖螺丝、中央螺丝等）产品之一"]
["1a507c56-4dde-11ec-921a-0050568f9c84","a38eab4b-46d3-11ec-921a-0050568f9c84","国械注进20163173296","基台及配件 Prosthetic Piece（titanium）","安卓健股份有限公司Anthogyr SAS","士卓曼（北京）医疗器械贸易有限公司","2E1B55962CF340B3AC5B43DED78C616C","基台及配件","复合基台 Ø4.8 0° H2.5","OPMU0-2","钛合金（Ti-6A1-4V）","C0702021380100107254","C07020213801001072540000840",null,"申报企业自主确认为非招标产品、非中选产品或中选部件的附件（如覆盖螺丝、中央螺丝等）产品之一"]
["3b8ca64a-4dde-11ec-921a-0050568f9c84","a38eab4b-46d3-11ec-921a-0050568f9c84","国械注进20163173296","基台及配件 Prosthetic Piece（titanium）","安卓健股份有限公司Anthogyr SAS","士卓曼（北京）医疗器械贸易有限公司","2E1B55962CF340B3AC5B43DED78C616C","基台及配件","抗旋转角度复合基台 Ø4.8 18° H2.5","OPMU18-2-IN","钛合金（Ti-6A1-4V）","C0702021380100107254","C07020213801001072540000961",null,"申报企业自主确认为非招标产品、非中选产品或中选部件的附件（如覆盖螺丝、中央螺丝等）产品之一"]
["3b901319-4dde-11ec-921a-0050568f9c84","a38eab4b-46d3-11ec-921a-0050568f9c84","国械注进20163173296","基台及配件 Prosthetic Piece（titanium）","安卓健股份有限公司Anthogyr SAS","士卓曼（北京）医疗器械贸易有限公司","2E1B55962CF340B3AC5B43DED78C616C","基台及配件","非抗旋转角度复合基台 Ø4.8 18° H3.5","OPMU18-3","钛合金（Ti-6A1-4V）","C0702021380100107254","C07020213801001072540000962",null,"申报企业自主确认为非招标产品、非中选产品或中选部件的附件（如覆盖螺丝、中央螺丝等）产品之一"]
["3b932c9b-4dde-11ec-921a-0050568f9c84","a38eab4b-46d3-11ec-921a-0050568f9c84","国械注进20163173296","基台及配件 Prosthetic Piece（titanium）","安卓健股份有限公司Anthogyr SAS","士卓曼（北京）医疗器械贸易有限公司","2E1B55962CF340B3AC5B43DED78C616C","基台及配件","非抗旋转角度复合基台 Ø4.8 18° H1.5","OPMU18-1","钛合金（Ti-6A1-4V）","C0702021380100107254","C07020213801001072540000964",null,"申报企业自主确认为非招标产品、非中选产品或中选部件的附件（如覆盖螺丝、中央螺丝等）产品之一"]
["3b9425eb-4dde-11ec-921a-0050568f9c84","a38eab4b-46d3-11ec-921a-0050568f9c84","国械注进20163173296","基台及配件 Prosthetic Piece（titanium）","安卓健股份有限公司Anthogyr SAS","士卓曼（北京）医疗器械贸易有限公司","2E1B55962CF340B3AC5B43DED78C616C","基台及配件","抗旋转角度复合基台 Ø4.8 18° H3.5","OPMU18-3-IN","钛合金（Ti-6A1-4V）","C0702021380100107254","C07020213801001072540000965",null,"申报企业自主确认为非招标产品、非中选产品或中选部件的附件（如覆盖螺丝、中央螺丝等）产品之一"]
["3b96ae28-4dde-11ec-921a-0050568f9c84","a38eab4b-46d3-11ec-921a-0050568f9c84","国械注进20163173296","基台及配件 Prosthetic Piece（titanium）","安卓健股份有限公司Anthogyr SAS","士卓曼（北京）医疗器械贸易有限公司","2E1B55962CF340B3AC5B43DED78C616C","基台及配件","抗旋转角度复合基台 Ø4.8 18° H1.5","OPMU18-1-IN","钛合金（Ti-6A1-4V）","C0702021380100107254","C07020213801001072540000967",null,"申报企业自主确认为非招标产品、非中选产品或中选部件的附件（如覆盖螺丝、中央螺丝等）产品之一"]
["3b983b42-4dde-11ec-921a-0050568f9c84","a38eab4b-46d3-11ec-921a-0050568f9c84","国械注进20163173296","基台及配件 Prosthetic Piece（titanium）","安卓健股份有限公司Anthogyr SAS","士卓曼（北京）医疗器械贸易有限公司","2E1B55962CF340B3AC5B43DED78C616C","基台及配件","非抗旋转角度复合基台 Ø4.8 18° H2.5","OPMU18-2","钛合金（Ti-6A1-4V）","C0702021380100107254","C07020213801001072540000968",null,"申报企业自主确认为非招标产品、非中选产品或中选部件的附件（如覆盖螺丝、中央螺丝等）产品之一"]
["de5f8781-4925-11ed-9447-b4055d63f15c","61bdf6ff-92cc-11eb-ac1c-fa163e311f19","国械注进20163171287","基台及配件","安卓健股份有限公司Anthogyr SAS","士卓曼（北京）医疗器械贸易有限公司","c177834e-4925-11ed-9447-b4055d63f15c","基台及配件-覆盖帽","覆盖帽","OPIM028","聚醚醚酮（PEEK）","C0702041390100107254","C07020413901001072540000073",null,"申报企业自主确认为非招标产品、非中选产品或中选部件的附件（如覆盖螺丝、中央螺丝等）产品之一"]
["439b52ed-9dc5-11eb-ac1c-fa163e311f19","61bdf6ff-92cc-11eb-ac1c-fa163e311f19","国械注进20163171287","基台及配件","安卓健股份有限公司Anthogyr SAS","士卓曼（北京）医疗器械贸易有限公司","c6c404e2-9dbf-11eb-ac1c-fa163e311f19","基台及配件-临时基台","临时基台H1","OPTP210","聚醚醚酮（PEEK）","C0702021380000207254","C07020213800002072540000003",null,"申报企业自主确认为非招标产品、非中选产品或中选部件的附件（如覆盖螺丝、中央螺丝等）产品之一"]
["439b8b3e-9dc5-11eb-ac1c-fa163e311f19","61bdf6ff-92cc-11eb-ac1c-fa163e311f19","国械注进20163171287","基台及配件","安卓健股份有限公司Anthogyr SAS","士卓曼（北京）医疗器械贸易有限公司","c6c404e2-9dbf-11eb-ac1c-fa163e311f19","基台及配件-临时基台","临时基台H4","OPTP240","聚醚醚酮（PEEK）","C0702021380000207254","C07020213800002072540000004",null,"申报企业自主确认为非招标产品、非中选产品或中选部件的附件（如覆盖螺丝、中央螺丝等）产品之一"]
["439bc166-9dc5-11eb-ac1c-fa163e311f19","61bdf6ff-92cc-11eb-ac1c-fa163e311f19","国械注进20163171287","基台及配件","安卓健股份有限公司Anthogyr SAS","士卓曼（北京）医疗器械贸易有限公司","c6c404e2-9dbf-11eb-ac1c-fa163e311f19","基台及配件-临时基台","临时基台H5","OPTP250","聚醚醚酮（PEEK）","C0702021380000207254","C07020213800002072540000005",null,"申报企业自主确认为非招标产品、非中选产品或中选部件的附件（如覆盖螺丝、中央螺丝等）产品之一"]
["439bc788-9dc5-11eb-ac1c-fa163e311f19","61bdf6ff-92cc-11eb-ac1c-fa163e311f19","国械注进20163171287","基台及配件","安卓健股份有限公司Anthogyr SAS","士卓曼（北京）医疗器械贸易有限公司","c6c404e2-9dbf-11eb-ac1c-fa163e311f19","基台及配件-临时基台","临时基台H2.5","OPTP220","聚醚醚酮（PEEK）","C0702021380000207254","C07020213800002072540000006",null,"申报企业自主确认为非招标产品、非中选产品或中选部件的附件（如覆盖螺丝、中央螺丝等）产品之一"]
["1910204a-a752-11ed-9447-b4055d63f15c","aac69d43-bf0d-11e9-974a-fa163e0a8baf","国械备20170167号","种植辅助材料 Instruments","Institut Straumann AG","士卓曼（北京）医疗器械贸易有限公司","e18b241d-d06d-11e9-953f-fa163e0a8baf","种植辅助材料","转移帽RN, 适用于长型八角角度基台 048.610, 048.611, 048.615, 048.616, H 4.0 mm","048.002V4",null,"C0702041390200207254","C07020413902002072540000738",null,"申报企业自主确认为非招标产品、非中选产品或中选部件的附件（如覆盖螺丝、中央螺丝等）产品之一"]
["191035fb-a752-11ed-9447-b4055d63f15c","aac69d43-bf0d-11e9-974a-fa163e0a8baf","国械备20170167号","种植辅助材料 Instruments","Institut Straumann AG","士卓曼（北京）医疗器械贸易有限公司","e18b241d-d06d-11e9-953f-fa163e0a8baf","种植辅助材料","转移体RC，H 8 mm","025.4208-04",null,"C0702041390200207254","C07020413902002072540000739",null,"申报企业自主确认为非招标产品、非中选产品或中选部件的附件（如覆盖螺丝、中央螺丝等）产品之一"]
["19108998-a752-11ed-9447-b4055d63f15c","aac69d43-bf0d-11e9-974a-fa163e0a8baf","国械备20170167号","种植辅助材料 Instruments","Institut Straumann AG","士卓曼（北京）医疗器械贸易有限公司","e18b241d-d06d-11e9-953f-fa163e0a8baf","种植辅助材料","印模柱NNC,适用于实心基台048.548, H 10.2 mm",48.588,null,"C0702041390200207254","C07020413902002072540000749",null,"申报企业自主确认为非招标产品、非中选产品或中选部件的附件（如覆盖螺丝、中央螺丝等）产品之一"]
["1910ba09-a752-11ed-9447-b4055d63f15c","aac69d43-bf0d-11e9-974a-fa163e0a8baf","国械备20170167号","种植辅助材料 Instruments","Institut Straumann AG","士卓曼（北京）医疗器械贸易有限公司","e18b241d-d06d-11e9-953f-fa163e0a8baf","种植辅助材料","印模柱RN, 适用于实心基台048.540, H 10.2 mm","048.060V4",null,"C0702041390200207254","C07020413902002072540000753",null,"申报企业自主确认为非招标产品、非中选产品或中选部件的附件（如覆盖螺丝、中央螺丝等）产品之一"]
["1910c6a2-a752-11ed-9447-b4055d63f15c","aac69d43-bf0d-11e9-974a-fa163e0a8baf","国械备20170167号","种植辅助材料 Instruments","Institut Straumann AG","士卓曼（北京）医疗器械贸易有限公司","e18b241d-d06d-11e9-953f-fa163e0a8baf","种植辅助材料","转移体RC，H 12 mm","025.4212-04",null,"C0702041390200207254","C07020413902002072540000754",null,"申报企业自主确认为非招标产品、非中选产品或中选部件的附件（如覆盖螺丝、中央螺丝等）产品之一"]
["19114418-a752-11ed-9447-b4055d63f15c","aac69d43-bf0d-11e9-974a-fa163e0a8baf","国械备20170167号","种植辅助材料 Instruments","Institut Straumann AG","士卓曼（北京）医疗器械贸易有限公司","e18b241d-d06d-11e9-953f-fa163e0a8baf","种植辅助材料","印模柱WN, 适用于实心基台048.545, H 10 mm",48.065,null,"C0702041390200207254","C07020413902002072540000763",null,"申报企业自主确认为非招标产品、非中选产品或中选部件的附件（如覆盖螺丝、中央螺丝等）产品之一"]
["1911bbd2-a752-11ed-9447-b4055d63f15c","aac69d43-bf0d-11e9-974a-fa163e0a8baf","国械备20170167号","种植辅助材料 Instruments","Institut Straumann AG","士卓曼（北京）医疗器械贸易有限公司","e18b241d-d06d-11e9-953f-fa163e0a8baf","种植辅助材料","印模柱RN, 适用于实心基台048.542, H 10.2 mm","048.062V4",null,"C0702041390200207254","C07020413902002072540000770",null,"申报企业自主确认为非招标产品、非中选产品或中选部件的附件（如覆盖螺丝、中央螺丝等）产品之一"]
["1911ca96-a752-11ed-9447-b4055d63f15c","aac69d43-bf0d-11e9-974a-fa163e0a8baf","国械备20170167号","种植辅助材料 Instruments","Institut Straumann AG","士卓曼（北京）医疗器械贸易有限公司","e18b241d-d06d-11e9-953f-fa163e0a8baf","种植辅助材料","印模柱SC，椭圆形，L 24 mm",26.0058,null,"C0702041390200207254","C07020413902002072540000771",null,"申报企业自主确认为非招标产品、非中选产品或中选部件的附件（如覆盖螺丝、中央螺丝等）产品之一"]
["1912b1a6-a752-11ed-9447-b4055d63f15c","aac69d43-bf0d-11e9-974a-fa163e0a8baf","国械备20170167号","种植辅助材料 Instruments","Institut Straumann AG","士卓曼（北京）医疗器械贸易有限公司","e18b241d-d06d-11e9-953f-fa163e0a8baf","种植辅助材料","转移体NC，H 12 mm","025.2212-04",null,"C0702041390200207254","C07020413902002072540000783",null,"申报企业自主确认为非招标产品、非中选产品或中选部件的附件（如覆盖螺丝、中央螺丝等）产品之一"]
["1912bcb3-a752-11ed-9447-b4055d63f15c","aac69d43-bf0d-11e9-974a-fa163e0a8baf","国械备20170167号","种植辅助材料 Instruments","Institut Straumann AG","士卓曼（北京）医疗器械贸易有限公司","e18b241d-d06d-11e9-953f-fa163e0a8baf","种植辅助材料","转移体短型, D 5 mm, H 8 mm","048.940V4",null,"C0702041390200207254","C07020413902002072540000785",null,"申报企业自主确认为非招标产品、非中选产品或中选部件的附件（如覆盖螺丝、中央螺丝等）产品之一"]
["1912c0f1-a752-11ed-9447-b4055d63f15c","aac69d43-bf0d-11e9-974a-fa163e0a8baf","国械备20170167号","种植辅助材料 Instruments","Institut Straumann AG","士卓曼（北京）医疗器械贸易有限公司","e18b241d-d06d-11e9-953f-fa163e0a8baf","种植辅助材料","转移体长型, D 5 mm, H 12 mm","048.941V4",null,"C0702041390200207254","C07020413902002072540000786",null,"申报企业自主确认为非招标产品、非中选产品或中选部件的附件（如覆盖螺丝、中央螺丝等）产品之一"]
["1913aa0a-a752-11ed-9447-b4055d63f15c","aac69d43-bf0d-11e9-974a-fa163e0a8baf","国械备20170167号","种植辅助材料 Instruments","Institut Straumann AG","士卓曼（北京）医疗器械贸易有限公司","e18b241d-d06d-11e9-953f-fa163e0a8baf","种植辅助材料","转移体NNC，H 12 mm","048.961V4",null,"C0702041390200207254","C07020413902002072540000798",null,"申报企业自主确认为非招标产品、非中选产品或中选部件的附件（如覆盖螺丝、中央螺丝等）产品之一"]
["1913c040-a752-11ed-9447-b4055d63f15c","aac69d43-bf0d-11e9-974a-fa163e0a8baf","国械备20170167号","种植辅助材料 Instruments","Institut Straumann AG","士卓曼（北京）医疗器械贸易有限公司","e18b241d-d06d-11e9-953f-fa163e0a8baf","种植辅助材料","转移帽WN, 适用于八角角度基台 048.608, 048.609, H 5.0 mm",48.032,null,"C0702041390200207254","C07020413902002072540000802",null,"申报企业自主确认为非招标产品、非中选产品或中选部件的附件（如覆盖螺丝、中央螺丝等）产品之一"]
["1913db5b-a752-11ed-9447-b4055d63f15c","aac69d43-bf0d-11e9-974a-fa163e0a8baf","国械备20170167号","种植辅助材料 Instruments","Institut Straumann AG","士卓曼（北京）医疗器械贸易有限公司","e18b241d-d06d-11e9-953f-fa163e0a8baf","种植辅助材料","印模柱RN, 适用于实心基台048.541, H 10.2 mm","048.061V4",null,"C0702041390200207254","C07020413902002072540000806",null,"申报企业自主确认为非招标产品、非中选产品或中选部件的附件（如覆盖螺丝、中央螺丝等）产品之一"]
["19140066-a752-11ed-9447-b4055d63f15c","aac69d43-bf0d-11e9-974a-fa163e0a8baf","国械备20170167号","种植辅助材料 Instruments","Institut Straumann AG","士卓曼（北京）医疗器械贸易有限公司","e18b241d-d06d-11e9-953f-fa163e0a8baf","种植辅助材料","转移体NNC，H 8 mm","048.960V4",null,"C0702041390200207254","C07020413902002072540000812",null,"申报企业自主确认为非招标产品、非中选产品或中选部件的附件（如覆盖螺丝、中央螺丝等）产品之一"]
["19141db4-a752-11ed-9447-b4055d63f15c","aac69d43-bf0d-11e9-974a-fa163e0a8baf","国械备20170167号","种植辅助材料 Instruments","Institut Straumann AG","士卓曼（北京）医疗器械贸易有限公司","e18b241d-d06d-11e9-953f-fa163e0a8baf","种植辅助材料","转移体NC，H 8 mm","025.2208-04",null,"C0702041390200207254","C07020413902002072540000816",null,"申报企业自主确认为非招标产品、非中选产品或中选部件的附件（如覆盖螺丝、中央螺丝等）产品之一"]
["34abe61a-4d25-11ec-921a-0050568f9c84","aac69d43-bf0d-11e9-974a-fa163e0a8baf","国械备20170167号","种植辅助材料 Instruments","Institut Straumann AG","士卓曼（北京）医疗器械贸易有限公司","e18b241d-d06d-11e9-953f-fa163e0a8baf","种植辅助材料","转移帽 适用于八角TS基台, H 5.0 mm",48.003,null,"C0702041390200207254","C07020413902002072540000320",null,"申报企业自主确认为非招标产品、非中选产品或中选部件的附件（如覆盖螺丝、中央螺丝等）产品之一"]
["34af4942-4d25-11ec-921a-0050568f9c84","aac69d43-bf0d-11e9-974a-fa163e0a8baf","国械备20170167号","种植辅助材料 Instruments","Institut Straumann AG","士卓曼（北京）医疗器械贸易有限公司","e18b241d-d06d-11e9-953f-fa163e0a8baf","种植辅助材料","转移帽 适用于八角角度基台, H 4.0 mm",48.002,null,"C0702041390200207254","C07020413902002072540000324",null,"申报企业自主确认为非招标产品、非中选产品或中选部件的附件（如覆盖螺丝、中央螺丝等）产品之一"]
["34dd3ee6-4d25-11ec-921a-0050568f9c84","aac69d43-bf0d-11e9-974a-fa163e0a8baf","国械备20170167号","种植辅助材料 Instruments","Institut Straumann AG","士卓曼（北京）医疗器械贸易有限公司","e18b241d-d06d-11e9-953f-fa163e0a8baf","种植辅助材料","转移帽 RN, H 5.0 mm","048.003V4",null,"C0702041390200207254","C07020413902002072540000355",null,"申报企业自主确认为非招标产品、非中选产品或中选部件的附件（如覆盖螺丝、中央螺丝等）产品之一"]
["e23c90ed-47a2-11ec-921a-0050568f9c84","e31ebc47363e4419aa78c2bc8ad8f4ab","国械备20181463号","替代体 Analogs","士卓曼研究院股份公司 Institut Straumann AG","士卓曼（北京）医疗器械贸易有限公司","ef28f2d3cd9b40498b05994205deccff","替代体","基台水平，适用于球帽基台， L 18.0 mm",48.109,"/","C0702041390200307254","C07020413902003072540000660",null,"申报企业自主确认为非招标产品、非中选产品或中选部件的附件（如覆盖螺丝、中央螺丝等）产品之一"]
["e243c7cd-47a2-11ec-921a-0050568f9c84","e31ebc47363e4419aa78c2bc8ad8f4ab","国械备20181463号","替代体 Analogs","士卓曼研究院股份公司 Institut Straumann AG","士卓曼（北京）医疗器械贸易有限公司","ef28f2d3cd9b40498b05994205deccff","替代体","基台水平，RC，适用于粘接基台，D 6.5mm, AH 4mm",25.4122,"/","C0702041390200307254","C07020413902003072540000661",null,"申报企业自主确认为非招标产品、非中选产品或中选部件的附件（如覆盖螺丝、中央螺丝等）产品之一"]
["e2492941-47a2-11ec-921a-0050568f9c84","e31ebc47363e4419aa78c2bc8ad8f4ab","国械备20181463号","替代体 Analogs","士卓曼研究院股份公司 Institut Straumann AG","士卓曼（北京）医疗器械贸易有限公司","ef28f2d3cd9b40498b05994205deccff","替代体","基台水平，RC，适用于粘接基台，D 5mm, AH 5.5mm",25.4136,"/","C0702041390200307254","C07020413902003072540000662",null,"申报企业自主确认为非招标产品、非中选产品或中选部件的附件（如覆盖螺丝、中央螺丝等）产品之一"]
["e24c605b-47a2-11ec-921a-0050568f9c84","e31ebc47363e4419aa78c2bc8ad8f4ab","国械备20181463号","替代体 Analogs","士卓曼研究院股份公司 Institut Straumann AG","士卓曼（北京）医疗器械贸易有限公司","ef28f2d3cd9b40498b05994205deccff","替代体","基台水平，可复位，适用于螺丝固位基台，Ø 3.5 mm",25.0007,"/","C0702041390200307254","C07020413902003072540000663",null,"申报企业自主确认为非招标产品、非中选产品或中选部件的附件（如覆盖螺丝、中央螺丝等）产品之一"]
["e24d870d-47a2-11ec-921a-0050568f9c84","e31ebc47363e4419aa78c2bc8ad8f4ab","国械备20181463号","替代体 Analogs","士卓曼研究院股份公司 Institut Straumann AG","士卓曼（北京）医疗器械贸易有限公司","ef28f2d3cd9b40498b05994205deccff","替代体","基台水平，适用于螺丝固位基台，无牙颌，直型0°, Ø4.6mm",25.005,"/","C0702041390200307254","C07020413902003072540000664",null,"申报企业自主确认为非招标产品、非中选产品或中选部件的附件（如覆盖螺丝、中央螺丝等）产品之一"]
["e25076c6-47a2-11ec-921a-0050568f9c84","e31ebc47363e4419aa78c2bc8ad8f4ab","国械备20181463号","替代体 Analogs","士卓曼研究院股份公司 Institut Straumann AG","士卓曼（北京）医疗器械贸易有限公司","ef28f2d3cd9b40498b05994205deccff","替代体","基台水平，RN，适用于个性化实心基台，两件套，四支装","048.117V4","/","C0702041390200307254","C07020413902003072540000665",null,"申报企业自主确认为非招标产品、非中选产品或中选部件的附件（如覆盖螺丝、中央螺丝等）产品之一"]
["e25451af-47a2-11ec-921a-0050568f9c84","e31ebc47363e4419aa78c2bc8ad8f4ab","国械备20181463号","替代体 Analogs","士卓曼研究院股份公司 Institut Straumann AG","士卓曼（北京）医疗器械贸易有限公司","ef28f2d3cd9b40498b05994205deccff","替代体","基台水平，RN，适用于实心基台048.541，L 15.8mm，灰色",48.161,"/","C0702041390200307254","C07020413902003072540000667",null,"申报企业自主确认为非招标产品、非中选产品或中选部件的附件（如覆盖螺丝、中央螺丝等）产品之一"]
["e2564090-47a2-11ec-921a-0050568f9c84","e31ebc47363e4419aa78c2bc8ad8f4ab","国械备20181463号","替代体 Analogs","士卓曼研究院股份公司 Institut Straumann AG","士卓曼（北京）医疗器械贸易有限公司","ef28f2d3cd9b40498b05994205deccff","替代体","基台水平，NC，适用于多功能基台，直型，D 4.5mm",25.2141,"/","C0702041390200307254","C07020413902003072540000668",null,"申报企业自主确认为非招标产品、非中选产品或中选部件的附件（如覆盖螺丝、中央螺丝等）产品之一"]
["e25c170d-47a2-11ec-921a-0050568f9c84","e31ebc47363e4419aa78c2bc8ad8f4ab","国械备20181463号","替代体 Analogs","士卓曼研究院股份公司 Institut Straumann AG","士卓曼（北京）医疗器械贸易有限公司","ef28f2d3cd9b40498b05994205deccff","替代体","基台水平，NNC，适用于实心基台048.547，H 14.3mm",48.527,"/","C0702041390200307254","C07020413902003072540000670",null,"申报企业自主确认为非招标产品、非中选产品或中选部件的附件（如覆盖螺丝、中央螺丝等）产品之一"]
["e25dcdaa-47a2-11ec-921a-0050568f9c84","e31ebc47363e4419aa78c2bc8ad8f4ab","国械备20181463号","替代体 Analogs","士卓曼研究院股份公司 Institut Straumann AG","士卓曼（北京）医疗器械贸易有限公司","ef28f2d3cd9b40498b05994205deccff","替代体","基台水平，适用于螺丝固位基台，直型0°，Ø 4.6mm",23.4756,"/","C0702041390200307254","C07020413902003072540000671",null,"申报企业自主确认为非招标产品、非中选产品或中选部件的附件（如覆盖螺丝、中央螺丝等）产品之一"]
["e263b187-47a2-11ec-921a-0050568f9c84","e31ebc47363e4419aa78c2bc8ad8f4ab","国械备20181463号","替代体 Analogs","士卓曼研究院股份公司 Institut Straumann AG","士卓曼（北京）医疗器械贸易有限公司","ef28f2d3cd9b40498b05994205deccff","替代体","基台水平，RN，适用于实心基台048.542，L 17.3mm，蓝色",48.162,"/","C0702041390200307254","C07020413902003072540000673",null,"申报企业自主确认为非招标产品、非中选产品或中选部件的附件（如覆盖螺丝、中央螺丝等）产品之一"]
["e2651ef6-47a2-11ec-921a-0050568f9c84","e31ebc47363e4419aa78c2bc8ad8f4ab","国械备20181463号","替代体 Analogs","士卓曼研究院股份公司 Institut Straumann AG","士卓曼（北京）医疗器械贸易有限公司","ef28f2d3cd9b40498b05994205deccff","替代体","基台水平，适用于杆卡基台， 8°，L 20mm，四支装","048.107V4","/","C0702041390200307254","C07020413902003072540000674",null,"申报企业自主确认为非招标产品、非中选产品或中选部件的附件（如覆盖螺丝、中央螺丝等）产品之一"]
["e2666042-47a2-11ec-921a-0050568f9c84","e31ebc47363e4419aa78c2bc8ad8f4ab","国械备20181463号","替代体 Analogs","士卓曼研究院股份公司 Institut Straumann AG","士卓曼（北京）医疗器械贸易有限公司","ef28f2d3cd9b40498b05994205deccff","替代体","基台水平，NC，适用于粘接基台，D 5mm, AH 4mm",25.2122,"/","C0702041390200307254","C07020413902003072540000675",null,"申报企业自主确认为非招标产品、非中选产品或中选部件的附件（如覆盖螺丝、中央螺丝等）产品之一"]
["e2694541-47a2-11ec-921a-0050568f9c84","e31ebc47363e4419aa78c2bc8ad8f4ab","国械备20181463号","替代体 Analogs","士卓曼研究院股份公司 Institut Straumann AG","士卓曼（北京）医疗器械贸易有限公司","ef28f2d3cd9b40498b05994205deccff","替代体","基台水平，RC, 适用于多功能基台，直型，D 6.5mm",25.4161,"/","C0702041390200307254","C07020413902003072540000676",null,"申报企业自主确认为非招标产品、非中选产品或中选部件的附件（如覆盖螺丝、中央螺丝等）产品之一"]
["e26c5455-47a2-11ec-921a-0050568f9c84","e31ebc47363e4419aa78c2bc8ad8f4ab","国械备20181463号","替代体 Analogs","士卓曼研究院股份公司 Institut Straumann AG","士卓曼（北京）医疗器械贸易有限公司","ef28f2d3cd9b40498b05994205deccff","替代体","基台水平，RN，适用于实心基台048.540，L 14.3mm,黄色",48.16,"/","C0702041390200307254","C07020413902003072540000678",null,"申报企业自主确认为非招标产品、非中选产品或中选部件的附件（如覆盖螺丝、中央螺丝等）产品之一"]
["e2700f8d-47a2-11ec-921a-0050568f9c84","e31ebc47363e4419aa78c2bc8ad8f4ab","国械备20181463号","替代体 Analogs","士卓曼研究院股份公司 Institut Straumann AG","士卓曼（北京）医疗器械贸易有限公司","ef28f2d3cd9b40498b05994205deccff","替代体","基台水平，适用于螺丝固位基台，直型0°，Ø 3.5mm",23.2754,"/","C0702041390200307254","C07020413902003072540000679",null,"申报企业自主确认为非招标产品、非中选产品或中选部件的附件（如覆盖螺丝、中央螺丝等）产品之一"]
["e2739b36-47a2-11ec-921a-0050568f9c84","e31ebc47363e4419aa78c2bc8ad8f4ab","国械备20181463号","替代体 Analogs","士卓曼研究院股份公司 Institut Straumann AG","士卓曼（北京）医疗器械贸易有限公司","ef28f2d3cd9b40498b05994205deccff","替代体","基台水平，适用于螺丝固位基台，角度17°/30°，Ø 4.6mm",23.4757,"/","C0702041390200307254","C07020413902003072540000680",null,"申报企业自主确认为非招标产品、非中选产品或中选部件的附件（如覆盖螺丝、中央螺丝等）产品之一"]
["e275da1f-47a2-11ec-921a-0050568f9c84","e31ebc47363e4419aa78c2bc8ad8f4ab","国械备20181463号","替代体 Analogs","士卓曼研究院股份公司 Institut Straumann AG","士卓曼（北京）医疗器械贸易有限公司","ef28f2d3cd9b40498b05994205deccff","替代体","基台水平，WN，适用于八角1.5基台，Ø6.5mm",48.872,"/","C0702041390200307254","C07020413902003072540000681",null,"申报企业自主确认为非招标产品、非中选产品或中选部件的附件（如覆盖螺丝、中央螺丝等）产品之一"]
["e278b2b6-47a2-11ec-921a-0050568f9c84","e31ebc47363e4419aa78c2bc8ad8f4ab","国械备20181463号","替代体 Analogs","士卓曼研究院股份公司 Institut Straumann AG","士卓曼（北京）医疗器械贸易有限公司","ef28f2d3cd9b40498b05994205deccff","替代体","基台水平，RC，适用于多功能基台，角度25°",25.4106,"/","C0702041390200307254","C07020413902003072540000682",null,"申报企业自主确认为非招标产品、非中选产品或中选部件的附件（如覆盖螺丝、中央螺丝等）产品之一"]
["e27c0d99-47a2-11ec-921a-0050568f9c84","e31ebc47363e4419aa78c2bc8ad8f4ab","国械备20181463号","替代体 Analogs","士卓曼研究院股份公司 Institut Straumann AG","士卓曼（北京）医疗器械贸易有限公司","ef28f2d3cd9b40498b05994205deccff","替代体","基台水平，可复位，适用于螺丝固位基台，Ø 4.6 mm",25.0008,"/","C0702041390200307254","C07020413902003072540000683",null,"申报企业自主确认为非招标产品、非中选产品或中选部件的附件（如覆盖螺丝、中央螺丝等）产品之一"]
["e27f7bfb-47a2-11ec-921a-0050568f9c84","e31ebc47363e4419aa78c2bc8ad8f4ab","国械备20181463号","替代体 Analogs","士卓曼研究院股份公司 Institut Straumann AG","士卓曼（北京）医疗器械贸易有限公司","ef28f2d3cd9b40498b05994205deccff","替代体","基台水平，RN，适用于八角1.5基台, L 11.5mm",48.108,"/","C0702041390200307254","C07020413902003072540000684",null,"申报企业自主确认为非招标产品、非中选产品或中选部件的附件（如覆盖螺丝、中央螺丝等）产品之一"]
["e280f259-47a2-11ec-921a-0050568f9c84","e31ebc47363e4419aa78c2bc8ad8f4ab","国械备20181463号","替代体 Analogs","士卓曼研究院股份公司 Institut Straumann AG","士卓曼（北京）医疗器械贸易有限公司","ef28f2d3cd9b40498b05994205deccff","替代体","基台水平，WN，适用于实心基台， L 10mm",48.14,"/","C0702041390200307254","C07020413902003072540000685",null,"申报企业自主确认为非招标产品、非中选产品或中选部件的附件（如覆盖螺丝、中央螺丝等）产品之一"]
["e2829248-47a2-11ec-921a-0050568f9c84","e31ebc47363e4419aa78c2bc8ad8f4ab","国械备20181463号","替代体 Analogs","士卓曼研究院股份公司 Institut Straumann AG","士卓曼（北京）医疗器械贸易有限公司","ef28f2d3cd9b40498b05994205deccff","替代体","基台水平，NC，适用于粘接基台，D 3.5mm, AH 4mm",25.2112,"/","C0702041390200307254","C07020413902003072540000686",null,"申报企业自主确认为非招标产品、非中选产品或中选部件的附件（如覆盖螺丝、中央螺丝等）产品之一"]
["e28c5dd0-47a2-11ec-921a-0050568f9c84","e31ebc47363e4419aa78c2bc8ad8f4ab","国械备20181463号","替代体 Analogs","士卓曼研究院股份公司 Institut Straumann AG","士卓曼（北京）医疗器械贸易有限公司","ef28f2d3cd9b40498b05994205deccff","替代体","基台水平，NNC，适用于实心基台048.549，H 17.3mm",48.529,"/","C0702041390200307254","C07020413902003072540000692",null,"申报企业自主确认为非招标产品、非中选产品或中选部件的附件（如覆盖螺丝、中央螺丝等）产品之一"]
["e291b334-47a2-11ec-921a-0050568f9c84","e31ebc47363e4419aa78c2bc8ad8f4ab","国械备20181463号","替代体 Analogs","士卓曼研究院股份公司 Institut Straumann AG","士卓曼（北京）医疗器械贸易有限公司","ef28f2d3cd9b40498b05994205deccff","替代体","基台水平，NNC，适用于实心基台048.548，H 15.8mm",48.528,"/","C0702041390200307254","C07020413902003072540000694",null,"申报企业自主确认为非招标产品、非中选产品或中选部件的附件（如覆盖螺丝、中央螺丝等）产品之一"]
["e29311ce-47a2-11ec-921a-0050568f9c84","e31ebc47363e4419aa78c2bc8ad8f4ab","国械备20181463号","替代体 Analogs","士卓曼研究院股份公司 Institut Straumann AG","士卓曼（北京）医疗器械贸易有限公司","ef28f2d3cd9b40498b05994205deccff","替代体","基台水平，NC，适用于粘接基台，D 5mm, AH 5.5mm",25.2126,"/","C0702041390200307254","C07020413902003072540000695",null,"申报企业自主确认为非招标产品、非中选产品或中选部件的附件（如覆盖螺丝、中央螺丝等）产品之一"]
["e29461f4-47a2-11ec-921a-0050568f9c84","e31ebc47363e4419aa78c2bc8ad8f4ab","国械备20181463号","替代体 Analogs","士卓曼研究院股份公司 Institut Straumann AG","士卓曼（北京）医疗器械贸易有限公司","ef28f2d3cd9b40498b05994205deccff","替代体","基台水平，WN，适用于实心基台048.545，L 16mm，绿色",48.165,"/","C0702041390200307254","C07020413902003072540000696",null,"申报企业自主确认为非招标产品、非中选产品或中选部件的附件（如覆盖螺丝、中央螺丝等）产品之一"]
["e2a2f976-47a2-11ec-921a-0050568f9c84","e31ebc47363e4419aa78c2bc8ad8f4ab","国械备20181463号","替代体 Analogs","士卓曼研究院股份公司 Institut Straumann AG","士卓曼（北京）医疗器械贸易有限公司","ef28f2d3cd9b40498b05994205deccff","替代体","基台水平，WN，适用于实心基台048.546，L 17.5mm，棕色",48.166,"/","C0702041390200307254","C07020413902003072540000704",null,"申报企业自主确认为非招标产品、非中选产品或中选部件的附件（如覆盖螺丝、中央螺丝等）产品之一"]
["e2a67b4d-47a2-11ec-921a-0050568f9c84","e31ebc47363e4419aa78c2bc8ad8f4ab","国械备20181463号","替代体 Analogs","士卓曼研究院股份公司 Institut Straumann AG","士卓曼（北京）医疗器械贸易有限公司","ef28f2d3cd9b40498b05994205deccff","替代体","基台水平，NC，适用于多功能基台，角度25°",25.2106,"/","C0702041390200307254","C07020413902003072540000705",null,"申报企业自主确认为非招标产品、非中选产品或中选部件的附件（如覆盖螺丝、中央螺丝等）产品之一"]
["e2aced2f-47a2-11ec-921a-0050568f9c84","e31ebc47363e4419aa78c2bc8ad8f4ab","国械备20181463号","替代体 Analogs","士卓曼研究院股份公司 Institut Straumann AG","士卓曼（北京）医疗器械贸易有限公司","ef28f2d3cd9b40498b05994205deccff","替代体","基台水平，NC，适用于粘接基台，D 3.5mm, AH 5.5mm",25.2116,"/","C0702041390200307254","C07020413902003072540000706",null,"申报企业自主确认为非招标产品、非中选产品或中选部件的附件（如覆盖螺丝、中央螺丝等）产品之一"]
["e2aee92c-47a2-11ec-921a-0050568f9c84","e31ebc47363e4419aa78c2bc8ad8f4ab","国械备20181463号","替代体 Analogs","士卓曼研究院股份公司 Institut Straumann AG","士卓曼（北京）医疗器械贸易有限公司","ef28f2d3cd9b40498b05994205deccff","替代体","基台水平，RC，适用于粘接基台，D 6.5mm, AH 5.5mm",25.4126,"/","C0702041390200307254","C07020413902003072540000707",null,"申报企业自主确认为非招标产品、非中选产品或中选部件的附件（如覆盖螺丝、中央螺丝等）产品之一"]
["e2af4bb0-47a2-11ec-921a-0050568f9c84","e31ebc47363e4419aa78c2bc8ad8f4ab","国械备20181463号","替代体 Analogs","士卓曼研究院股份公司 Institut Straumann AG","士卓曼（北京）医疗器械贸易有限公司","ef28f2d3cd9b40498b05994205deccff","替代体","基台水平，RC, 适用于多功能基台，直型，D 4.5mm",25.4141,"/","C0702041390200307254","C07020413902003072540000708",null,"申报企业自主确认为非招标产品、非中选产品或中选部件的附件（如覆盖螺丝、中央螺丝等）产品之一"]
["e2af4dbb-47a2-11ec-921a-0050568f9c84","e31ebc47363e4419aa78c2bc8ad8f4ab","国械备20181463号","替代体 Analogs","士卓曼研究院股份公司 Institut Straumann AG","士卓曼（北京）医疗器械贸易有限公司","ef28f2d3cd9b40498b05994205deccff","替代体","基台水平，RC，适用于粘接基台，D 5mm, AH 4mm",25.4132,"/","C0702041390200307254","C07020413902003072540000709",null,"申报企业自主确认为非招标产品、非中选产品或中选部件的附件（如覆盖螺丝、中央螺丝等）产品之一"]
["e2af4f9b-47a2-11ec-921a-0050568f9c84","e31ebc47363e4419aa78c2bc8ad8f4ab","国械备20181463号","替代体 Analogs","士卓曼研究院股份公司 Institut Straumann AG","士卓曼（北京）医疗器械贸易有限公司","ef28f2d3cd9b40498b05994205deccff","替代体","基台水平，NC，适用于多功能基台，直型，D 3.5mm",25.2131,"/","C0702041390200307254","C07020413902003072540000710",null,"申报企业自主确认为非招标产品、非中选产品或中选部件的附件（如覆盖螺丝、中央螺丝等）产品之一"]
["e2af5706-47a2-11ec-921a-0050568f9c84","e31ebc47363e4419aa78c2bc8ad8f4ab","国械备20181463号","替代体 Analogs","士卓曼研究院股份公司 Institut Straumann AG","士卓曼（北京）医疗器械贸易有限公司","ef28f2d3cd9b40498b05994205deccff","替代体","基台水平，适用于螺丝固位基台，无牙颌，直型0°, Ø3.5mm",25.0049,"/","C0702041390200307254","C07020413902003072540000714",null,"申报企业自主确认为非招标产品、非中选产品或中选部件的附件（如覆盖螺丝、中央螺丝等）产品之一"]
["e2af58ba-47a2-11ec-921a-0050568f9c84","e31ebc47363e4419aa78c2bc8ad8f4ab","国械备20181463号","替代体 Analogs","士卓曼研究院股份公司 Institut Straumann AG","士卓曼（北京）医疗器械贸易有限公司","ef28f2d3cd9b40498b05994205deccff","替代体","基台水平，RN，八角，一体式，适用于杆卡结构，L 12.5mm",48.142,"/","C0702041390200307254","C07020413902003072540000715",null,"申报企业自主确认为非招标产品、非中选产品或中选部件的附件（如覆盖螺丝、中央螺丝等）产品之一"]
["9703cbc5-4db2-11ec-921a-0050568f9c84","6ab9bfab01c344ffa43782e6d806cff5","国械备20181132号","种植辅助材料 Analog and Castable coping","Anthogyr SAS","士卓曼（北京）医疗器械贸易有限公司","41d0aa0e-4db2-11ec-921a-0050568f9c84","种植辅助材料","牙科种植导板","INGFA","金属","C0702081370000407254","C07020813700004072540000001",null,"申报企业自主确认为非招标产品、非中选产品或中选部件的附件（如覆盖螺丝、中央螺丝等）产品之一"]
["4bf6e6f1-47ac-11ec-921a-0050568f9c84","6ab9bfab01c344ffa43782e6d806cff5","国械备20181132号","种植辅助材料 Analog and Castable coping","Anthogyr SAS","士卓曼（北京）医疗器械贸易有限公司","b2ae942f-d192-11e9-953f-fa163e0a8baf","种植辅助材料","替代体","MUA200-4","金属","C0702041390200307254","C07020413902003072540000611",null,"申报企业自主确认为非招标产品、非中选产品或中选部件的附件（如覆盖螺丝、中央螺丝等）产品之一"]
["4bfe15fe-47ac-11ec-921a-0050568f9c84","6ab9bfab01c344ffa43782e6d806cff5","国械备20181132号","种植辅助材料 Analog and Castable coping","Anthogyr SAS","士卓曼（北京）医疗器械贸易有限公司","b2ae942f-d192-11e9-953f-fa163e0a8baf","种植辅助材料","替代体","OPSC700-4","金属","C0702041390200307254","C07020413902003072540000612",null,"申报企业自主确认为非招标产品、非中选产品或中选部件的附件（如覆盖螺丝、中央螺丝等）产品之一"]
["4bfff1bb-47ac-11ec-921a-0050568f9c84","6ab9bfab01c344ffa43782e6d806cff5","国械备20181132号","种植辅助材料 Analog and Castable coping","Anthogyr SAS","士卓曼（北京）医疗器械贸易有限公司","b2ae942f-d192-11e9-953f-fa163e0a8baf","种植辅助材料","替代体","156-02-PA","金属","C0702041390200307254","C07020413902003072540000613",null,"申报企业自主确认为非招标产品、非中选产品或中选部件的附件（如覆盖螺丝、中央螺丝等）产品之一"]
["4c0f497e-47ac-11ec-921a-0050568f9c84","6ab9bfab01c344ffa43782e6d806cff5","国械备20181132号","种植辅助材料 Analog and Castable coping","Anthogyr SAS","士卓曼（北京）医疗器械贸易有限公司","b2ae942f-d192-11e9-953f-fa163e0a8baf","种植辅助材料","替代体","MUA100","金属","C0702041390200307254","C07020413902003072540000614",null,"申报企业自主确认为非招标产品、非中选产品或中选部件的附件（如覆盖螺丝、中央螺丝等）产品之一"]
["4c11cc1b-47ac-11ec-921a-0050568f9c84","6ab9bfab01c344ffa43782e6d806cff5","国械备20181132号","种植辅助材料 Analog and Castable coping","Anthogyr SAS","士卓曼（北京）医疗器械贸易有限公司","b2ae942f-d192-11e9-953f-fa163e0a8baf","种植辅助材料","替代体","152-27-PA-4","金属","C0702041390200307254","C07020413902003072540000615",null,"申报企业自主确认为非招标产品、非中选产品或中选部件的附件（如覆盖螺丝、中央螺丝等）产品之一"]
["4c12a310-47ac-11ec-921a-0050568f9c84","6ab9bfab01c344ffa43782e6d806cff5","国械备20181132号","种植辅助材料 Analog and Castable coping","Anthogyr SAS","士卓曼（北京）医疗器械贸易有限公司","b2ae942f-d192-11e9-953f-fa163e0a8baf","种植辅助材料","替代体","151-03-PA","金属","C0702041390200307254","C07020413902003072540000616",null,"申报企业自主确认为非招标产品、非中选产品或中选部件的附件（如覆盖螺丝、中央螺丝等）产品之一"]
["4c198343-47ac-11ec-921a-0050568f9c84","6ab9bfab01c344ffa43782e6d806cff5","国械备20181132号","种植辅助材料 Analog and Castable coping","Anthogyr SAS","士卓曼（北京）医疗器械贸易有限公司","b2ae942f-d192-11e9-953f-fa163e0a8baf","种植辅助材料","替代体","OPSA306","金属","C0702041390200307254","C07020413902003072540000618",null,"申报企业自主确认为非招标产品、非中选产品或中选部件的附件（如覆盖螺丝、中央螺丝等）产品之一"]
["4c1acd56-47ac-11ec-921a-0050568f9c84","6ab9bfab01c344ffa43782e6d806cff5","国械备20181132号","种植辅助材料 Analog and Castable coping","Anthogyr SAS","士卓曼（北京）医疗器械贸易有限公司","b2ae942f-d192-11e9-953f-fa163e0a8baf","种植辅助材料","替代体","OPSC700","金属","C0702041390200307254","C07020413902003072540000619",null,"申报企业自主确认为非招标产品、非中选产品或中选部件的附件（如覆盖螺丝、中央螺丝等）产品之一"]
["4c1ba3f9-47ac-11ec-921a-0050568f9c84","6ab9bfab01c344ffa43782e6d806cff5","国械备20181132号","种植辅助材料 Analog and Castable coping","Anthogyr SAS","士卓曼（北京）医疗器械贸易有限公司","b2ae942f-d192-11e9-953f-fa163e0a8baf","种植辅助材料","替代体","OPAC700-4","金属","C0702041390200307254","C07020413902003072540000620",null,"申报企业自主确认为非招标产品、非中选产品或中选部件的附件（如覆盖螺丝、中央螺丝等）产品之一"]
["4c1bb902-47ac-11ec-921a-0050568f9c84","6ab9bfab01c344ffa43782e6d806cff5","国械备20181132号","种植辅助材料 Analog and Castable coping","Anthogyr SAS","士卓曼（北京）医疗器械贸易有限公司","b2ae942f-d192-11e9-953f-fa163e0a8baf","种植辅助材料","替代体","OPSA404","金属","C0702041390200307254","C07020413902003072540000621",null,"申报企业自主确认为非招标产品、非中选产品或中选部件的附件（如覆盖螺丝、中央螺丝等）产品之一"]
["4c1bbb06-47ac-11ec-921a-0050568f9c84","6ab9bfab01c344ffa43782e6d806cff5","国械备20181132号","种植辅助材料 Analog and Castable coping","Anthogyr SAS","士卓曼（北京）医疗器械贸易有限公司","b2ae942f-d192-11e9-953f-fa163e0a8baf","种植辅助材料","替代体","OPSA406","金属","C0702041390200307254","C07020413902003072540000622",null,"申报企业自主确认为非招标产品、非中选产品或中选部件的附件（如覆盖螺丝、中央螺丝等）产品之一"]
["4c1bbcc2-47ac-11ec-921a-0050568f9c84","6ab9bfab01c344ffa43782e6d806cff5","国械备20181132号","种植辅助材料 Analog and Castable coping","Anthogyr SAS","士卓曼（北京）医疗器械贸易有限公司","b2ae942f-d192-11e9-953f-fa163e0a8baf","种植辅助材料","替代体","151-04-PA","金属","C0702041390200307254","C07020413902003072540000623",null,"申报企业自主确认为非招标产品、非中选产品或中选部件的附件（如覆盖螺丝、中央螺丝等）产品之一"]
["4c1bbe7f-47ac-11ec-921a-0050568f9c84","6ab9bfab01c344ffa43782e6d806cff5","国械备20181132号","种植辅助材料 Analog and Castable coping","Anthogyr SAS","士卓曼（北京）医疗器械贸易有限公司","b2ae942f-d192-11e9-953f-fa163e0a8baf","种植辅助材料","替代体","MUNA100-4","金属","C0702041390200307254","C07020413902003072540000624",null,"申报企业自主确认为非招标产品、非中选产品或中选部件的附件（如覆盖螺丝、中央螺丝等）产品之一"]
["4c1bbff2-47ac-11ec-921a-0050568f9c84","6ab9bfab01c344ffa43782e6d806cff5","国械备20181132号","种植辅助材料 Analog and Castable coping","Anthogyr SAS","士卓曼（北京）医疗器械贸易有限公司","b2ae942f-d192-11e9-953f-fa163e0a8baf","种植辅助材料","替代体","MUA200","金属","C0702041390200307254","C07020413902003072540000625",null,"申报企业自主确认为非招标产品、非中选产品或中选部件的附件（如覆盖螺丝、中央螺丝等）产品之一"]
["4c1bc1ca-47ac-11ec-921a-0050568f9c84","6ab9bfab01c344ffa43782e6d806cff5","国械备20181132号","种植辅助材料 Analog and Castable coping","Anthogyr SAS","士卓曼（北京）医疗器械贸易有限公司","b2ae942f-d192-11e9-953f-fa163e0a8baf","种植辅助材料","替代体","151-03-PA-4","金属","C0702041390200307254","C07020413902003072540000626",null,"申报企业自主确认为非招标产品、非中选产品或中选部件的附件（如覆盖螺丝、中央螺丝等）产品之一"]
["4c1bc350-47ac-11ec-921a-0050568f9c84","6ab9bfab01c344ffa43782e6d806cff5","国械备20181132号","种植辅助材料 Analog and Castable coping","Anthogyr SAS","士卓曼（北京）医疗器械贸易有限公司","b2ae942f-d192-11e9-953f-fa163e0a8baf","种植辅助材料","替代体","OPSA506","金属","C0702041390200307254","C07020413902003072540000627",null,"申报企业自主确认为非招标产品、非中选产品或中选部件的附件（如覆盖螺丝、中央螺丝等）产品之一"]
["4c1bc4ef-47ac-11ec-921a-0050568f9c84","6ab9bfab01c344ffa43782e6d806cff5","国械备20181132号","种植辅助材料 Analog and Castable coping","Anthogyr SAS","士卓曼（北京）医疗器械贸易有限公司","b2ae942f-d192-11e9-953f-fa163e0a8baf","种植辅助材料","替代体","156-01-PA","金属","C0702041390200307254","C07020413902003072540000628",null,"申报企业自主确认为非招标产品、非中选产品或中选部件的附件（如覆盖螺丝、中央螺丝等）产品之一"]
["4c1bc672-47ac-11ec-921a-0050568f9c84","6ab9bfab01c344ffa43782e6d806cff5","国械备20181132号","种植辅助材料 Analog and Castable coping","Anthogyr SAS","士卓曼（北京）医疗器械贸易有限公司","b2ae942f-d192-11e9-953f-fa163e0a8baf","种植辅助材料","替代体","OPSA504","金属","C0702041390200307254","C07020413902003072540000629",null,"申报企业自主确认为非招标产品、非中选产品或中选部件的附件（如覆盖螺丝、中央螺丝等）产品之一"]
["4c1bc7f0-47ac-11ec-921a-0050568f9c84","6ab9bfab01c344ffa43782e6d806cff5","国械备20181132号","种植辅助材料 Analog and Castable coping","Anthogyr SAS","士卓曼（北京）医疗器械贸易有限公司","b2ae942f-d192-11e9-953f-fa163e0a8baf","种植辅助材料","替代体","151-04-PA-4","金属","C0702041390200307254","C07020413902003072540000630",null,"申报企业自主确认为非招标产品、非中选产品或中选部件的附件（如覆盖螺丝、中央螺丝等）产品之一"]
["4c1d5300-47ac-11ec-921a-0050568f9c84","6ab9bfab01c344ffa43782e6d806cff5","国械备20181132号","种植辅助材料 Analog and Castable coping","Anthogyr SAS","士卓曼（北京）医疗器械贸易有限公司","b2ae942f-d192-11e9-953f-fa163e0a8baf","种植辅助材料","替代体","MUA100-4","金属","C0702041390200307254","C07020413902003072540000632",null,"申报企业自主确认为非招标产品、非中选产品或中选部件的附件（如覆盖螺丝、中央螺丝等）产品之一"]
["4c1d54f0-47ac-11ec-921a-0050568f9c84","6ab9bfab01c344ffa43782e6d806cff5","国械备20181132号","种植辅助材料 Analog and Castable coping","Anthogyr SAS","士卓曼（北京）医疗器械贸易有限公司","b2ae942f-d192-11e9-953f-fa163e0a8baf","种植辅助材料","替代体","OPSA304","金属","C0702041390200307254","C07020413902003072540000633",null,"申报企业自主确认为非招标产品、非中选产品或中选部件的附件（如覆盖螺丝、中央螺丝等）产品之一"]
["4c1d56a4-47ac-11ec-921a-0050568f9c84","6ab9bfab01c344ffa43782e6d806cff5","国械备20181132号","种植辅助材料 Analog and Castable coping","Anthogyr SAS","士卓曼（北京）医疗器械贸易有限公司","b2ae942f-d192-11e9-953f-fa163e0a8baf","种植辅助材料","替代体","OPLA600","金属","C0702041390200307254","C07020413902003072540000634",null,"申报企业自主确认为非招标产品、非中选产品或中选部件的附件（如覆盖螺丝、中央螺丝等）产品之一"]
["4c1d584b-47ac-11ec-921a-0050568f9c84","6ab9bfab01c344ffa43782e6d806cff5","国械备20181132号","种植辅助材料 Analog and Castable coping","Anthogyr SAS","士卓曼（北京）医疗器械贸易有限公司","b2ae942f-d192-11e9-953f-fa163e0a8baf","种植辅助材料","替代体","156-02-PA-4","金属","C0702041390200307254","C07020413902003072540000635",null,"申报企业自主确认为非招标产品、非中选产品或中选部件的附件（如覆盖螺丝、中央螺丝等）产品之一"]
["4c1d59e5-47ac-11ec-921a-0050568f9c84","6ab9bfab01c344ffa43782e6d806cff5","国械备20181132号","种植辅助材料 Analog and Castable coping","Anthogyr SAS","士卓曼（北京）医疗器械贸易有限公司","b2ae942f-d192-11e9-953f-fa163e0a8baf","种植辅助材料","替代体","OPSA606","金属","C0702041390200307254","C07020413902003072540000636",null,"申报企业自主确认为非招标产品、非中选产品或中选部件的附件（如覆盖螺丝、中央螺丝等）产品之一"]
["4c1d5ce9-47ac-11ec-921a-0050568f9c84","6ab9bfab01c344ffa43782e6d806cff5","国械备20181132号","种植辅助材料 Analog and Castable coping","Anthogyr SAS","士卓曼（北京）医疗器械贸易有限公司","b2ae942f-d192-11e9-953f-fa163e0a8baf","种植辅助材料","替代体","OPSA604","金属","C0702041390200307254","C07020413902003072540000638",null,"申报企业自主确认为非招标产品、非中选产品或中选部件的附件（如覆盖螺丝、中央螺丝等）产品之一"]
["4c1d5e69-47ac-11ec-921a-0050568f9c84","6ab9bfab01c344ffa43782e6d806cff5","国械备20181132号","种植辅助材料 Analog and Castable coping","Anthogyr SAS","士卓曼（北京）医疗器械贸易有限公司","b2ae942f-d192-11e9-953f-fa163e0a8baf","种植辅助材料","替代体","MUNA200","金属","C0702041390200307254","C07020413902003072540000639",null,"申报企业自主确认为非招标产品、非中选产品或中选部件的附件（如覆盖螺丝、中央螺丝等）产品之一"]
["4c1d5ff1-47ac-11ec-921a-0050568f9c84","6ab9bfab01c344ffa43782e6d806cff5","国械备20181132号","种植辅助材料 Analog and Castable coping","Anthogyr SAS","士卓曼（北京）医疗器械贸易有限公司","b2ae942f-d192-11e9-953f-fa163e0a8baf","种植辅助材料","替代体","156-01-PA-4","金属","C0702041390200307254","C07020413902003072540000640",null,"申报企业自主确认为非招标产品、非中选产品或中选部件的附件（如覆盖螺丝、中央螺丝等）产品之一"]
["4c1d61fd-47ac-11ec-921a-0050568f9c84","6ab9bfab01c344ffa43782e6d806cff5","国械备20181132号","种植辅助材料 Analog and Castable coping","Anthogyr SAS","士卓曼（北京）医疗器械贸易有限公司","b2ae942f-d192-11e9-953f-fa163e0a8baf","种植辅助材料","替代体","MUNPAC110","金属","C0702041390200307254","C07020413902003072540000641",null,"申报企业自主确认为非招标产品、非中选产品或中选部件的附件（如覆盖螺丝、中央螺丝等）产品之一"]
["4c1d665b-47ac-11ec-921a-0050568f9c84","6ab9bfab01c344ffa43782e6d806cff5","国械备20181132号","种植辅助材料 Analog and Castable coping","Anthogyr SAS","士卓曼（北京）医疗器械贸易有限公司","b2ae942f-d192-11e9-953f-fa163e0a8baf","种植辅助材料","替代体","OPSC910","金属","C0702041390200307254","C07020413902003072540000642",null,"申报企业自主确认为非招标产品、非中选产品或中选部件的附件（如覆盖螺丝、中央螺丝等）产品之一"]
["4c1d681b-47ac-11ec-921a-0050568f9c84","6ab9bfab01c344ffa43782e6d806cff5","国械备20181132号","种植辅助材料 Analog and Castable coping","Anthogyr SAS","士卓曼（北京）医疗器械贸易有限公司","b2ae942f-d192-11e9-953f-fa163e0a8baf","种植辅助材料","替代体","MUNA100","金属","C0702041390200307254","C07020413902003072540000643",null,"申报企业自主确认为非招标产品、非中选产品或中选部件的附件（如覆盖螺丝、中央螺丝等）产品之一"]
["4c1d69a0-47ac-11ec-921a-0050568f9c84","6ab9bfab01c344ffa43782e6d806cff5","国械备20181132号","种植辅助材料 Analog and Castable coping","Anthogyr SAS","士卓曼（北京）医疗器械贸易有限公司","b2ae942f-d192-11e9-953f-fa163e0a8baf","种植辅助材料","替代体","152-27-PA","金属","C0702041390200307254","C07020413902003072540000644",null,"申报企业自主确认为非招标产品、非中选产品或中选部件的附件（如覆盖螺丝、中央螺丝等）产品之一"]
["4c1d6bd1-47ac-11ec-921a-0050568f9c84","6ab9bfab01c344ffa43782e6d806cff5","国械备20181132号","种植辅助材料 Analog and Castable coping","Anthogyr SAS","士卓曼（北京）医疗器械贸易有限公司","b2ae942f-d192-11e9-953f-fa163e0a8baf","种植辅助材料","替代体","OPAC700","金属","C0702041390200307254","C07020413902003072540000645",null,"申报企业自主确认为非招标产品、非中选产品或中选部件的附件（如覆盖螺丝、中央螺丝等）产品之一"]
["4c1d6d78-47ac-11ec-921a-0050568f9c84","6ab9bfab01c344ffa43782e6d806cff5","国械备20181132号","种植辅助材料 Analog and Castable coping","Anthogyr SAS","士卓曼（北京）医疗器械贸易有限公司","b2ae942f-d192-11e9-953f-fa163e0a8baf","种植辅助材料","替代体","OPAT028","金属","C0702041390200307254","C07020413902003072540000646",null,"申报企业自主确认为非招标产品、非中选产品或中选部件的附件（如覆盖螺丝、中央螺丝等）产品之一"]
["80385ec2-4911-11ed-9447-b4055d63f15c","d7697d68-d492-11eb-a006-0050568f9c84","国械注进20163170695","基台系统","熙直美CSM Implant","北京华直医疗科技有限公司","0a68ad39-4911-11ed-9447-b4055d63f15c","基台系统-基台螺丝","AS16-21","AS16-21","钛合金","C0702041390200514636","C07020413902005146360000004",null,"申报企业自主确认为非招标产品、非中选产品或中选部件的附件（如覆盖螺丝、中央螺丝等）产品之一"]
["8d7faae9-4911-11ed-9447-b4055d63f15c","d7697d68-d492-11eb-a006-0050568f9c84","国械注进20163170695","基台系统","熙直美CSM Implant","北京华直医疗科技有限公司","0a68ad39-4911-11ed-9447-b4055d63f15c","基台系统-基台螺丝","AS20-25","AS20-25","钛合金","C0702041390200514636","C07020413902005146360000005",null,"申报企业自主确认为非招标产品、非中选产品或中选部件的附件（如覆盖螺丝、中央螺丝等）产品之一"]
["a86eeb5b-4911-11ed-9447-b4055d63f15c","d7697d68-d492-11eb-a006-0050568f9c84","国械注进20163170695","基台系统","熙直美CSM Implant","北京华直医疗科技有限公司","389bf6c3-4911-11ed-9447-b4055d63f15c","基台系统-覆盖螺钉","CS160-21","CS160-21","纯钛","C0702041390200114636","C07020413902001146360000002",null,"申报企业自主确认为非招标产品、非中选产品或中选部件的附件（如覆盖螺丝、中央螺丝等）产品之一"]
["b36894b2-4911-11ed-9447-b4055d63f15c","d7697d68-d492-11eb-a006-0050568f9c84","国械注进20163170695","基台系统","熙直美CSM Implant","北京华直医疗科技有限公司","389bf6c3-4911-11ed-9447-b4055d63f15c","基台系统-覆盖螺钉","CS161-21","CS161-21","纯钛","C0702041390200114636","C07020413902001146360000003",null,"申报企业自主确认为非招标产品、非中选产品或中选部件的附件（如覆盖螺丝、中央螺丝等）产品之一"]
["bf4c0ca9-4911-11ed-9447-b4055d63f15c","d7697d68-d492-11eb-a006-0050568f9c84","国械注进20163170695","基台系统","熙直美CSM Implant","北京华直医疗科技有限公司","389bf6c3-4911-11ed-9447-b4055d63f15c","基台系统-覆盖螺钉","CS200-25","CS200-25","纯钛","C0702041390200114636","C07020413902001146360000004",null,"申报企业自主确认为非招标产品、非中选产品或中选部件的附件（如覆盖螺丝、中央螺丝等）产品之一"]
["cbdd3303-4911-11ed-9447-b4055d63f15c","d7697d68-d492-11eb-a006-0050568f9c84","国械注进20163170695","基台系统","熙直美CSM Implant","北京华直医疗科技有限公司","389bf6c3-4911-11ed-9447-b4055d63f15c","基台系统-覆盖螺钉","CS201-25","CS201-25","纯钛","C0702041390200114636","C07020413902001146360000005",null,"申报企业自主确认为非招标产品、非中选产品或中选部件的附件（如覆盖螺丝、中央螺丝等）产品之一"]
["d8ae190c-4911-11ed-9447-b4055d63f15c","d7697d68-d492-11eb-a006-0050568f9c84","国械注进20163170695","基台系统","熙直美CSM Implant","北京华直医疗科技有限公司","389bf6c3-4911-11ed-9447-b4055d63f15c","基台系统-覆盖螺钉","CCS283","CCS283","纯钛","C0702041390200114636","C07020413902001146360000006",null,"申报企业自主确认为非招标产品、非中选产品或中选部件的附件（如覆盖螺丝、中央螺丝等）产品之一"]
["7e973654-8d3b-11ec-b3f8-90e2ba8d9d30","1c4a7aa2-d4be-11eb-a006-0050568f9c84","国械备20210106号","种植辅助材料","熙直美 CSM Implant","北京华直医疗科技有限公司","33ff21dc-f686-11eb-b658-0050568f9c84","种植辅助材料-印模转移杆","CSRC","CSRC",null,"C0702041390200214636","C07020413902002146360000002",null,"申报企业自主确认为非招标产品、非中选产品或中选部件的附件（如覆盖螺丝、中央螺丝等）产品之一"]
["7e98cb32-8d3b-11ec-b3f8-90e2ba8d9d30","1c4a7aa2-d4be-11eb-a006-0050568f9c84","国械备20210106号","种植辅助材料","熙直美 CSM Implant","北京华直医疗科技有限公司","33ff21dc-f686-11eb-b658-0050568f9c84","种植辅助材料-印模转移杆","NCRBPM","NCRBPM",null,"C0702041390200214636","C07020413902002146360000008",null,"申报企业自主确认为非招标产品、非中选产品或中选部件的附件（如覆盖螺丝、中央螺丝等）产品之一"]
["7e9923ae-8d3b-11ec-b3f8-90e2ba8d9d30","1c4a7aa2-d4be-11eb-a006-0050568f9c84","国械备20210106号","种植辅助材料","熙直美 CSM Implant","北京华直医疗科技有限公司","33ff21dc-f686-11eb-b658-0050568f9c84","种植辅助材料-印模转移杆","CSRP-Y","CSRP-Y",null,"C0702041390200214636","C07020413902002146360000024",null,"申报企业自主确认为非招标产品、非中选产品或中选部件的附件（如覆盖螺丝、中央螺丝等）产品之一"]
["7e9962fb-8d3b-11ec-b3f8-90e2ba8d9d30","1c4a7aa2-d4be-11eb-a006-0050568f9c84","国械备20210106号","种植辅助材料","熙直美 CSM Implant","北京华直医疗科技有限公司","33ff21dc-f686-11eb-b658-0050568f9c84","种植辅助材料-印模转移杆","CSRP-W","CSRP-W",null,"C0702041390200214636","C07020413902002146360000030",null,"申报企业自主确认为非招标产品、非中选产品或中选部件的附件（如覆盖螺丝、中央螺丝等）产品之一"]
["7e9faa0e-8d3b-11ec-b3f8-90e2ba8d9d30","1c4a7aa2-d4be-11eb-a006-0050568f9c84","国械备20210106号","种植辅助材料","熙直美 CSM Implant","北京华直医疗科技有限公司","33ff21dc-f686-11eb-b658-0050568f9c84","种植辅助材料-印模转移杆","CSRP-B","CSRP-B",null,"C0702041390200214636","C07020413902002146360000033",null,"申报企业自主确认为非招标产品、非中选产品或中选部件的附件（如覆盖螺丝、中央螺丝等）产品之一"]
["7ea23e99-8d3b-11ec-b3f8-90e2ba8d9d30","1c4a7aa2-d4be-11eb-a006-0050568f9c84","国械备20210106号","种植辅助材料","熙直美 CSM Implant","北京华直医疗科技有限公司","33ff21dc-f686-11eb-b658-0050568f9c84","种植辅助材料-印模转移杆","CSRS","CSRS",null,"C0702041390200214636","C07020413902002146360000056",null,"申报企业自主确认为非招标产品、非中选产品或中选部件的附件（如覆盖螺丝、中央螺丝等）产品之一"]
["a11b6244-276c-11ed-9447-b4055d63f15c","bacd5b1b-d941-11eb-b658-0050568f9c84","国械备20210339号","种植体安装辅助器械","熙直美 CSM Implant","北京华直医疗科技有限公司","93c043a1-8d40-11ec-b3f8-90e2ba8d9d30","种植体安装辅助器械","CSIA45C","CSIA45C",null,"C0702041390200214636","C07020413902002146360000215",null,"申报企业自主确认为非招标产品、非中选产品或中选部件的附件（如覆盖螺丝、中央螺丝等）产品之一"]
["b2b1c756-276c-11ed-9447-b4055d63f15c","bacd5b1b-d941-11eb-b658-0050568f9c84","国械备20210339号","种植体安装辅助器械","熙直美 CSM Implant","北京华直医疗科技有限公司","93c043a1-8d40-11ec-b3f8-90e2ba8d9d30","种植体安装辅助器械","CSIA55C","CSIA55C",null,"C0702041390200214636","C07020413902002146360000216",null,"申报企业自主确认为非招标产品、非中选产品或中选部件的附件（如覆盖螺丝、中央螺丝等）产品之一"]
["ce5b0695-276c-11ed-9447-b4055d63f15c","bacd5b1b-d941-11eb-b658-0050568f9c84","国械备20210339号","种植体安装辅助器械","熙直美 CSM Implant","北京华直医疗科技有限公司","93c043a1-8d40-11ec-b3f8-90e2ba8d9d30","种植体安装辅助器械","CSIA65C","CSIA65C",null,"C0702041390200214636","C07020413902002146360000217",null,"申报企业自主确认为非招标产品、非中选产品或中选部件的附件（如覆盖螺丝、中央螺丝等）产品之一"]
["a335d6e8-8d3e-11ec-b3f8-90e2ba8d9d30","bacd5b1b-d941-11eb-b658-0050568f9c84","国械备20210339号","种植体安装辅助器械","熙直美 CSM Implant","北京华直医疗科技有限公司","a1caa028-f688-11eb-b658-0050568f9c84","种植体安装辅助器械-扫描杆","SSB21M","SSB21M",null,"C0702041390200414636","C07020413902004146360000001",null,"申报企业自主确认为非招标产品、非中选产品或中选部件的附件（如覆盖螺丝、中央螺丝等）产品之一"]
["adabc304-8d3e-11ec-b3f8-90e2ba8d9d30","bacd5b1b-d941-11eb-b658-0050568f9c84","国械备20210339号","种植体安装辅助器械","熙直美 CSM Implant","北京华直医疗科技有限公司","a1caa028-f688-11eb-b658-0050568f9c84","种植体安装辅助器械-扫描杆","SSB25M","SSB25M",null,"C0702041390200414636","C07020413902004146360000002",null,"申报企业自主确认为非招标产品、非中选产品或中选部件的附件（如覆盖螺丝、中央螺丝等）产品之一"]
["7d4e5abd-8d41-11ec-b3f8-90e2ba8d9d30","bacd5b1b-d941-11eb-b658-0050568f9c84","国械备20210339号","种植体安装辅助器械","熙直美 CSM Implant","北京华直医疗科技有限公司","f303532e-8d3f-11ec-b3f8-90e2ba8d9d30","种植体安装辅助器械-替代体","CAR45","CAR45",null,"C0702041390200314636","C07020413902003146360000004",null,"申报企业自主确认为非招标产品、非中选产品或中选部件的附件（如覆盖螺丝、中央螺丝等）产品之一"]
["7d4e9b63-8d41-11ec-b3f8-90e2ba8d9d30","bacd5b1b-d941-11eb-b658-0050568f9c84","国械备20210339号","种植体安装辅助器械","熙直美 CSM Implant","北京华直医疗科技有限公司","f303532e-8d3f-11ec-b3f8-90e2ba8d9d30","种植体安装辅助器械-替代体","CRFA","CRFA",null,"C0702041390200314636","C07020413902003146360000005",null,"申报企业自主确认为非招标产品、非中选产品或中选部件的附件（如覆盖螺丝、中央螺丝等）产品之一"]
["7d4ea60b-8d41-11ec-b3f8-90e2ba8d9d30","bacd5b1b-d941-11eb-b658-0050568f9c84","国械备20210339号","种植体安装辅助器械","熙直美 CSM Implant","北京华直医疗科技有限公司","f303532e-8d3f-11ec-b3f8-90e2ba8d9d30","种植体安装辅助器械-替代体","CAR55S","CAR55S",null,"C0702041390200314636","C07020413902003146360000006",null,"申报企业自主确认为非招标产品、非中选产品或中选部件的附件（如覆盖螺丝、中央螺丝等）产品之一"]
["7d4ea869-8d41-11ec-b3f8-90e2ba8d9d30","bacd5b1b-d941-11eb-b658-0050568f9c84","国械备20210339号","种植体安装辅助器械","熙直美 CSM Implant","北京华直医疗科技有限公司","f303532e-8d3f-11ec-b3f8-90e2ba8d9d30","种植体安装辅助器械-替代体","CAR45S","CAR45S",null,"C0702041390200314636","C07020413902003146360000007",null,"申报企业自主确认为非招标产品、非中选产品或中选部件的附件（如覆盖螺丝、中央螺丝等）产品之一"]
["7d4eaac6-8d41-11ec-b3f8-90e2ba8d9d30","bacd5b1b-d941-11eb-b658-0050568f9c84","国械备20210339号","种植体安装辅助器械","熙直美 CSM Implant","北京华直医疗科技有限公司","f303532e-8d3f-11ec-b3f8-90e2ba8d9d30","种植体安装辅助器械-替代体","FA45-25","FA45-25",null,"C0702041390200314636","C07020413902003146360000008",null,"申报企业自主确认为非招标产品、非中选产品或中选部件的附件（如覆盖螺丝、中央螺丝等）产品之一"]
["7d4ead52-8d41-11ec-b3f8-90e2ba8d9d30","bacd5b1b-d941-11eb-b658-0050568f9c84","国械备20210339号","种植体安装辅助器械","熙直美 CSM Implant","北京华直医疗科技有限公司","f303532e-8d3f-11ec-b3f8-90e2ba8d9d30","种植体安装辅助器械-替代体","SB-A25","SB-A25",null,"C0702041390200314636","C07020413902003146360000009",null,"申报企业自主确认为非招标产品、非中选产品或中选部件的附件（如覆盖螺丝、中央螺丝等）产品之一"]
["7d4eb01b-8d41-11ec-b3f8-90e2ba8d9d30","bacd5b1b-d941-11eb-b658-0050568f9c84","国械备20210339号","种植体安装辅助器械","熙直美 CSM Implant","北京华直医疗科技有限公司","f303532e-8d3f-11ec-b3f8-90e2ba8d9d30","种植体安装辅助器械-替代体","CAR55","CAR55",null,"C0702041390200314636","C07020413902003146360000010",null,"申报企业自主确认为非招标产品、非中选产品或中选部件的附件（如覆盖螺丝、中央螺丝等）产品之一"]
["7d4eb2de-8d41-11ec-b3f8-90e2ba8d9d30","bacd5b1b-d941-11eb-b658-0050568f9c84","国械备20210339号","种植体安装辅助器械","熙直美 CSM Implant","北京华直医疗科技有限公司","f303532e-8d3f-11ec-b3f8-90e2ba8d9d30","种植体安装辅助器械-替代体","CAR65S","CAR65S",null,"C0702041390200314636","C07020413902003146360000011",null,"申报企业自主确认为非招标产品、非中选产品或中选部件的附件（如覆盖螺丝、中央螺丝等）产品之一"]
["7d4ec535-8d41-11ec-b3f8-90e2ba8d9d30","bacd5b1b-d941-11eb-b658-0050568f9c84","国械备20210339号","种植体安装辅助器械","熙直美 CSM Implant","北京华直医疗科技有限公司","f303532e-8d3f-11ec-b3f8-90e2ba8d9d30","种植体安装辅助器械-替代体","FA35-21","FA35-21",null,"C0702041390200314636","C07020413902003146360000012",null,"申报企业自主确认为非招标产品、非中选产品或中选部件的附件（如覆盖螺丝、中央螺丝等）产品之一"]
["7d4ec88a-8d41-11ec-b3f8-90e2ba8d9d30","bacd5b1b-d941-11eb-b658-0050568f9c84","国械备20210339号","种植体安装辅助器械","熙直美 CSM Implant","北京华直医疗科技有限公司","f303532e-8d3f-11ec-b3f8-90e2ba8d9d30","种植体安装辅助器械-替代体","SB-D","SB-D",null,"C0702041390200314636","C07020413902003146360000013",null,"申报企业自主确认为非招标产品、非中选产品或中选部件的附件（如覆盖螺丝、中央螺丝等）产品之一"]
["7d4ecbc5-8d41-11ec-b3f8-90e2ba8d9d30","bacd5b1b-d941-11eb-b658-0050568f9c84","国械备20210339号","种植体安装辅助器械","熙直美 CSM Implant","北京华直医疗科技有限公司","f303532e-8d3f-11ec-b3f8-90e2ba8d9d30","种植体安装辅助器械-替代体","CSRR","CSRR",null,"C0702041390200314636","C07020413902003146360000014",null,"申报企业自主确认为非招标产品、非中选产品或中选部件的附件（如覆盖螺丝、中央螺丝等）产品之一"]
["7d4ecf1a-8d41-11ec-b3f8-90e2ba8d9d30","bacd5b1b-d941-11eb-b658-0050568f9c84","国械备20210339号","种植体安装辅助器械","熙直美 CSM Implant","北京华直医疗科技有限公司","f303532e-8d3f-11ec-b3f8-90e2ba8d9d30","种植体安装辅助器械-替代体","CAR65","CAR65",null,"C0702041390200314636","C07020413902003146360000015",null,"申报企业自主确认为非招标产品、非中选产品或中选部件的附件（如覆盖螺丝、中央螺丝等）产品之一"]
["d1f6356f-490f-11ed-9447-b4055d63f15c","7407e603-f91b-11ec-9447-b4055d63f15c","国械注进20173176152","基台系统Abutment","纽白特有限公司Neobiotech Co., Ltd.","纽白特（北京）商贸有限公司","97173e62-490f-11ed-9447-b4055d63f15c","基台系统-球型基台帽","5.0*4.0mm","BAH40",null,"C0702041390200500082","C07020413902005000820000003",null,"申报企业自主确认为非招标产品、非中选产品或中选部件的附件（如覆盖螺丝、中央螺丝等）产品之一"]
["ad764982-490a-11ed-9447-b4055d63f15c","7407e603-f91b-11ec-9447-b4055d63f15c","国械注进20173176152","基台系统Abutment","纽白特有限公司Neobiotech Co., Ltd.","纽白特（北京）商贸有限公司","d802cc33-4909-11ed-9447-b4055d63f15c","基台系统-临时基台","3.43*5.2*14.0*8.0mm","ISANT580",null,"C0702021380000200082","C07020213800002000820000001",null,"申报企业自主确认为非招标产品、非中选产品或中选部件的附件（如覆盖螺丝、中央螺丝等）产品之一"]
["ad777132-490a-11ed-9447-b4055d63f15c","7407e603-f91b-11ec-9447-b4055d63f15c","国械注进20173176152","基台系统Abutment","纽白特有限公司Neobiotech Co., Ltd.","纽白特（北京）商贸有限公司","d802cc33-4909-11ed-9447-b4055d63f15c","基台系统-临时基台","5.2*14.0*8mm","ISAHT580",null,"C0702021380000200082","C07020213800002000820000002",null,"申报企业自主确认为非招标产品、非中选产品或中选部件的附件（如覆盖螺丝、中央螺丝等）产品之一"]
["ad77970e-490a-11ed-9447-b4055d63f15c","7407e603-f91b-11ec-9447-b4055d63f15c","国械注进20173176152","基台系统Abutment","纽白特有限公司Neobiotech Co., Ltd.","纽白特（北京）商贸有限公司","d802cc33-4909-11ed-9447-b4055d63f15c","基台系统-临时基台","5.2*12*6mm","ISAHT560",null,"C0702021380000200082","C07020213800002000820000003",null,"申报企业自主确认为非招标产品、非中选产品或中选部件的附件（如覆盖螺丝、中央螺丝等）产品之一"]
["ad77a116-490a-11ed-9447-b4055d63f15c","7407e603-f91b-11ec-9447-b4055d63f15c","国械注进20173176152","基台系统Abutment","纽白特有限公司Neobiotech Co., Ltd.","纽白特（北京）商贸有限公司","d802cc33-4909-11ed-9447-b4055d63f15c","基台系统-临时基台","5.2*14*8mm","ISAST580",null,"C0702021380000200082","C07020213800002000820000004",null,"申报企业自主确认为非招标产品、非中选产品或中选部件的附件（如覆盖螺丝、中央螺丝等）产品之一"]
["ad77a40d-490a-11ed-9447-b4055d63f15c","7407e603-f91b-11ec-9447-b4055d63f15c","国械注进20173176152","基台系统Abutment","纽白特有限公司Neobiotech Co., Ltd.","纽白特（北京）商贸有限公司","d802cc33-4909-11ed-9447-b4055d63f15c","基台系统-临时基台","3.43*5.2*12.0*6.0mm","ISANT560",null,"C0702021380000200082","C07020213800002000820000005",null,"申报企业自主确认为非招标产品、非中选产品或中选部件的附件（如覆盖螺丝、中央螺丝等）产品之一"]
["ad77a6ea-490a-11ed-9447-b4055d63f15c","7407e603-f91b-11ec-9447-b4055d63f15c","国械注进20173176152","基台系统Abutment","纽白特有限公司Neobiotech Co., Ltd.","纽白特（北京）商贸有限公司","d802cc33-4909-11ed-9447-b4055d63f15c","基台系统-临时基台","5.2*12*6mm","ISAST560",null,"C0702021380000200082","C07020213800002000820000006",null,"申报企业自主确认为非招标产品、非中选产品或中选部件的附件（如覆盖螺丝、中央螺丝等）产品之一"]
["2355e94e-490f-11ed-9447-b4055d63f15c","7407e603-f91b-11ec-9447-b4055d63f15c","国械注进20173176152","基台系统Abutment","纽白特有限公司Neobiotech Co., Ltd.","纽白特（北京）商贸有限公司","e5b57118-490e-11ed-9447-b4055d63f15c","基台系统-球型基台套圈","5.0*2.0mm","BAR20",null,"C0702041390200500082","C07020413902005000820000002",null,"申报企业自主确认为非招标产品、非中选产品或中选部件的附件（如覆盖螺丝、中央螺丝等）产品之一"]
["adefe2c6-48da-11eb-bb5e-fa163e311f19","b41af6cc-2252-11eb-bf70-fa163e0a8baf","国械注进20153170936","种植体配套用基台及附件","纽白特有限公司 Neobiotech Co., Ltd.","纽白特（北京）商贸有限公司","9a59858c-48da-11eb-bb5e-fa163e311f19","种植体配套用基台及附件-基台螺丝","8.8*2.3mm","ISCS20",null,"C0702041390200500082","C07020413902005000820000001",null,"申报企业自主确认为非招标产品、非中选产品或中选部件的附件（如覆盖螺丝、中央螺丝等）产品之一"]
["2e0ca0b7-c628-11ec-a4e1-90e2ba8d9d30","20CC5B1A-7073-4B8B-AEAC-483AA0682E0D","国械备20170082号","转移帽 Transfer coping","Neobiotech Co., Ltd. 纽白特有限公司","纽白特（北京）商贸有限公司","4fdae611-4f26-11eb-bb5e-fa163e311f19","转移帽","9.0*4.8*5.3mm","MUAIP48",null,"C0702041390200200082","C07020413902002000820000048",null,"申报企业自主确认为非招标产品、非中选产品或中选部件的附件（如覆盖螺丝、中央螺丝等）产品之一"]
["2e0dc1ae-c628-11ec-a4e1-90e2ba8d9d30","20CC5B1A-7073-4B8B-AEAC-483AA0682E0D","国械备20170082号","转移帽 Transfer coping","Neobiotech Co., Ltd. 纽白特有限公司","纽白特（北京）商贸有限公司","4fdae611-4f26-11eb-bb5e-fa163e311f19","转移帽","9.0*4.8","MUAIT48",null,"C0702041390200200082","C07020413902002000820000050",null,"申报企业自主确认为非招标产品、非中选产品或中选部件的附件（如覆盖螺丝、中央螺丝等）产品之一"]
["5daea7f9-4f29-11eb-bb5e-fa163e311f19","20CC5B1A-7073-4B8B-AEAC-483AA0682E0D","国械备20170082号","转移帽 Transfer coping","Neobiotech Co., Ltd. 纽白特有限公司","纽白特（北京）商贸有限公司","4fdae611-4f26-11eb-bb5e-fa163e311f19","转移帽","22.0*1.95*1.2mm","ISTISL20H",null,"C0702041390200200082","C07020413902002000820000008",null,"申报企业自主确认为非招标产品、非中选产品或中选部件的附件（如覆盖螺丝、中央螺丝等）产品之一"]
["5daed729-4f29-11eb-bb5e-fa163e311f19","20CC5B1A-7073-4B8B-AEAC-483AA0682E0D","国械备20170082号","转移帽 Transfer coping","Neobiotech Co., Ltd. 纽白特有限公司","纽白特（北京）商贸有限公司","4fdae611-4f26-11eb-bb5e-fa163e311f19","转移帽","19.0*1.95*1.2mm","ISTIS20H",null,"C0702041390200200082","C07020413902002000820000021",null,"申报企业自主确认为非招标产品、非中选产品或中选部件的附件（如覆盖螺丝、中央螺丝等）产品之一"]
["5daee3f3-4f29-11eb-bb5e-fa163e311f19","20CC5B1A-7073-4B8B-AEAC-483AA0682E0D","国械备20170082号","转移帽 Transfer coping","Neobiotech Co., Ltd. 纽白特有限公司","纽白特（北京）商贸有限公司","4fdae611-4f26-11eb-bb5e-fa163e311f19","转移帽","24.5*2.3mm","ISPISL20",null,"C0702041390200200082","C07020413902002000820000028",null,"申报企业自主确认为非招标产品、非中选产品或中选部件的附件（如覆盖螺丝、中央螺丝等）产品之一"]
["5daf1299-4f29-11eb-bb5e-fa163e311f19","20CC5B1A-7073-4B8B-AEAC-483AA0682E0D","国械备20170082号","转移帽 Transfer coping","Neobiotech Co., Ltd. 纽白特有限公司","纽白特（北京）商贸有限公司","4fdae611-4f26-11eb-bb5e-fa163e311f19","转移帽","21.5*2.3mm","ISPIS20",null,"C0702041390200200082","C07020413902002000820000041",null,"申报企业自主确认为非招标产品、非中选产品或中选部件的附件（如覆盖螺丝、中央螺丝等）产品之一"]
["40a96a57-4f2a-11eb-bb5e-fa163e311f19","20CC5B1A-7073-4B8B-AEAC-483AA0682E0D","国械备20170082号","转移帽 Transfer coping","Neobiotech Co., Ltd. 纽白特有限公司","纽白特（北京）商贸有限公司","a2eeb059982211ecb3f890e2ba8d9d30","转移帽","7.0*12.6mm","ISPIC711",null,"C0702041390100200082","C07020413901002000820000007",null,"申报企业自主确认为非招标产品、非中选产品或中选部件的附件（如覆盖螺丝、中央螺丝等）产品之一"]
["40a98aaf-4f2a-11eb-bb5e-fa163e311f19","20CC5B1A-7073-4B8B-AEAC-483AA0682E0D","国械备20170082号","转移帽 Transfer coping","Neobiotech Co., Ltd. 纽白特有限公司","纽白特（北京）商贸有限公司","a2eeb059982211ecb3f890e2ba8d9d30","转移帽","6.2*12.6mm","ISPIC611",null,"C0702041390100200082","C07020413901002000820000008",null,"申报企业自主确认为非招标产品、非中选产品或中选部件的附件（如覆盖螺丝、中央螺丝等）产品之一"]
["40a9a652-4f2a-11eb-bb5e-fa163e311f19","20CC5B1A-7073-4B8B-AEAC-483AA0682E0D","国械备20170082号","转移帽 Transfer coping","Neobiotech Co., Ltd. 纽白特有限公司","纽白特（北京）商贸有限公司","a2eeb059982211ecb3f890e2ba8d9d30","转移帽","3.8*8.4mm","MICIMP",null,"C0702041390100200082","C07020413901002000820000009",null,"申报企业自主确认为非招标产品、非中选产品或中选部件的附件（如覆盖螺丝、中央螺丝等）产品之一"]
["40a9a8a9-4f2a-11eb-bb5e-fa163e311f19","20CC5B1A-7073-4B8B-AEAC-483AA0682E0D","国械备20170082号","转移帽 Transfer coping","Neobiotech Co., Ltd. 纽白特有限公司","纽白特（北京）商贸有限公司","a2eeb059982211ecb3f890e2ba8d9d30","转移帽","5.7*12.6mm","ISPIC511",null,"C0702041390100200082","C07020413901002000820000010",null,"申报企业自主确认为非招标产品、非中选产品或中选部件的附件（如覆盖螺丝、中央螺丝等）产品之一"]
["40a9aaf3-4f2a-11eb-bb5e-fa163e311f19","20CC5B1A-7073-4B8B-AEAC-483AA0682E0D","国械备20170082号","转移帽 Transfer coping","Neobiotech Co., Ltd. 纽白特有限公司","纽白特（北京）商贸有限公司","a2eeb059982211ecb3f890e2ba8d9d30","转移帽","5.0*12.6mm","ISPIC411",null,"C0702041390100200082","C07020413901002000820000011",null,"申报企业自主确认为非招标产品、非中选产品或中选部件的附件（如覆盖螺丝、中央螺丝等）产品之一"]
["8457b96d-c627-11ec-a4e1-90e2ba8d9d30","20CC5B1A-7073-4B8B-AEAC-483AA0682E0D","国械备20170082号","转移帽 Transfer coping","Neobiotech Co., Ltd. 纽白特有限公司","纽白特（北京）商贸有限公司","a2eeb059982211ecb3f890e2ba8d9d30","转移帽","3.43*5.2*13.4mm","ISUPN500",null,"C0702041390100200082","C07020413901002000820000020",null,"申报企业自主确认为非招标产品、非中选产品或中选部件的附件（如覆盖螺丝、中央螺丝等）产品之一"]
["863d3ce7-4f2a-11eb-bb5e-fa163e311f19","20CC5B1A-7073-4B8B-AEAC-483AA0682E0D","国械备20170082号","转移帽 Transfer coping","Neobiotech Co., Ltd. 纽白特有限公司","纽白特（北京）商贸有限公司","a2eeb059982211ecb3f890e2ba8d9d30","转移帽","4.94*11.75mm","ISPCN410",null,"C0702041390100200082","C07020413901002000820000012",null,"申报企业自主确认为非招标产品、非中选产品或中选部件的附件（如覆盖螺丝、中央螺丝等）产品之一"]
["864046fb-4f2a-11eb-bb5e-fa163e311f19","20CC5B1A-7073-4B8B-AEAC-483AA0682E0D","国械备20170082号","转移帽 Transfer coping","Neobiotech Co., Ltd. 纽白特有限公司","纽白特（北京）商贸有限公司","a2eeb059982211ecb3f890e2ba8d9d30","转移帽","6.14*11.75mm","ISPCN610",null,"C0702041390100200082","C07020413901002000820000013",null,"申报企业自主确认为非招标产品、非中选产品或中选部件的附件（如覆盖螺丝、中央螺丝等）产品之一"]
["86405fbc-4f2a-11eb-bb5e-fa163e311f19","20CC5B1A-7073-4B8B-AEAC-483AA0682E0D","国械备20170082号","转移帽 Transfer coping","Neobiotech Co., Ltd. 纽白特有限公司","纽白特（北京）商贸有限公司","a2eeb059982211ecb3f890e2ba8d9d30","转移帽","5.64*11.75mm","ISPCN510",null,"C0702041390100200082","C07020413901002000820000014",null,"申报企业自主确认为非招标产品、非中选产品或中选部件的附件（如覆盖螺丝、中央螺丝等）产品之一"]
["8640781d-4f2a-11eb-bb5e-fa163e311f19","20CC5B1A-7073-4B8B-AEAC-483AA0682E0D","国械备20170082号","转移帽 Transfer coping","Neobiotech Co., Ltd. 纽白特有限公司","纽白特（北京）商贸有限公司","a2eeb059982211ecb3f890e2ba8d9d30","转移帽","6.96*11.75mm","ISPCN710",null,"C0702041390100200082","C07020413901002000820000015",null,"申报企业自主确认为非招标产品、非中选产品或中选部件的附件（如覆盖螺丝、中央螺丝等）产品之一"]
["864088d1-4f2a-11eb-bb5e-fa163e311f19","20CC5B1A-7073-4B8B-AEAC-483AA0682E0D","国械备20170082号","转移帽 Transfer coping","Neobiotech Co., Ltd. 纽白特有限公司","纽白特（北京）商贸有限公司","a2eeb059982211ecb3f890e2ba8d9d30","转移帽","5.64*11.75mm","ISPCH510",null,"C0702041390100200082","C07020413901002000820000016",null,"申报企业自主确认为非招标产品、非中选产品或中选部件的附件（如覆盖螺丝、中央螺丝等）产品之一"]
["86408b14-4f2a-11eb-bb5e-fa163e311f19","20CC5B1A-7073-4B8B-AEAC-483AA0682E0D","国械备20170082号","转移帽 Transfer coping","Neobiotech Co., Ltd. 纽白特有限公司","纽白特（北京）商贸有限公司","a2eeb059982211ecb3f890e2ba8d9d30","转移帽","4.94*11.75mm","ISPCH410",null,"C0702041390100200082","C07020413901002000820000017",null,"申报企业自主确认为非招标产品、非中选产品或中选部件的附件（如覆盖螺丝、中央螺丝等）产品之一"]
["86408cd7-4f2a-11eb-bb5e-fa163e311f19","20CC5B1A-7073-4B8B-AEAC-483AA0682E0D","国械备20170082号","转移帽 Transfer coping","Neobiotech Co., Ltd. 纽白特有限公司","纽白特（北京）商贸有限公司","a2eeb059982211ecb3f890e2ba8d9d30","转移帽","6.96*11.75mm","ISPCH710",null,"C0702041390100200082","C07020413901002000820000018",null,"申报企业自主确认为非招标产品、非中选产品或中选部件的附件（如覆盖螺丝、中央螺丝等）产品之一"]
["86408e76-4f2a-11eb-bb5e-fa163e311f19","20CC5B1A-7073-4B8B-AEAC-483AA0682E0D","国械备20170082号","转移帽 Transfer coping","Neobiotech Co., Ltd. 纽白特有限公司","纽白特（北京）商贸有限公司","a2eeb059982211ecb3f890e2ba8d9d30","转移帽","6.14*11.75mm","ISPCH610",null,"C0702041390100200082","C07020413901002000820000019",null,"申报企业自主确认为非招标产品、非中选产品或中选部件的附件（如覆盖螺丝、中央螺丝等）产品之一"]
["ffa3c9f0-4f2a-11eb-bb5e-fa163e311f19","20CC5B1A-7073-4B8B-AEAC-483AA0682E0D","国械备20170082号","转移帽 Transfer coping","Neobiotech Co., Ltd. 纽白特有限公司","纽白特（北京）商贸有限公司","a2eeb059982211ecb3f890e2ba8d9d30","转移帽","3.43*5.2*13.4*2.5mm","ISUPH500",null,"C0702041390100200082","C07020413901002000820000001",null,"申报企业自主确认为非招标产品、非中选产品或中选部件的附件（如覆盖螺丝、中央螺丝等）产品之一"]
["ffa40464-4f2a-11eb-bb5e-fa163e311f19","20CC5B1A-7073-4B8B-AEAC-483AA0682E0D","国械备20170082号","转移帽 Transfer coping","Neobiotech Co., Ltd. 纽白特有限公司","纽白特（北京）商贸有限公司","a2eeb059982211ecb3f890e2ba8d9d30","转移帽","3.43*5.7*13.4mm","ISUPN600",null,"C0702041390100200082","C07020413901002000820000002",null,"申报企业自主确认为非招标产品、非中选产品或中选部件的附件（如覆盖螺丝、中央螺丝等）产品之一"]
["ffa40adc-4f2a-11eb-bb5e-fa163e311f19","20CC5B1A-7073-4B8B-AEAC-483AA0682E0D","国械备20170082号","转移帽 Transfer coping","Neobiotech Co., Ltd. 纽白特有限公司","纽白特（北京）商贸有限公司","a2eeb059982211ecb3f890e2ba8d9d30","转移帽","3.43*4.5*13.4mm","ISUPN400",null,"C0702041390100200082","C07020413901002000820000005",null,"申报企业自主确认为非招标产品、非中选产品或中选部件的附件（如覆盖螺丝、中央螺丝等）产品之一"]
["ffa40cc0-4f2a-11eb-bb5e-fa163e311f19","20CC5B1A-7073-4B8B-AEAC-483AA0682E0D","国械备20170082号","转移帽 Transfer coping","Neobiotech Co., Ltd. 纽白特有限公司","纽白特（北京）商贸有限公司","a2eeb059982211ecb3f890e2ba8d9d30","转移帽","3.43*4.5*13.4*2.5mm","ISUPH400",null,"C0702041390100200082","C07020413901002000820000006",null,"申报企业自主确认为非招标产品、非中选产品或中选部件的附件（如覆盖螺丝、中央螺丝等）产品之一"]
["538da592-c623-11ec-a4e1-90e2ba8d9d30","20CC5B1A-7073-4B8B-AEAC-483AA0682E0D","国械备20170082号","转移帽 Transfer coping","Neobiotech Co., Ltd. 纽白特有限公司","纽白特（北京）商贸有限公司","aa4f5093-4f26-11eb-bb5e-fa163e311f19","转移帽","4.5*17.1*4.0mm","ISLA440",null,"C0702041390200300082","C07020413902003000820000025",null,"申报企业自主确认为非招标产品、非中选产品或中选部件的附件（如覆盖螺丝、中央螺丝等）产品之一"]
["538e410c-c623-11ec-a4e1-90e2ba8d9d30","20CC5B1A-7073-4B8B-AEAC-483AA0682E0D","国械备20170082号","转移帽 Transfer coping","Neobiotech Co., Ltd. 纽白特有限公司","纽白特（北京）商贸有限公司","aa4f5093-4f26-11eb-bb5e-fa163e311f19","转移帽","6.5*17.1*4.0mm","ISLA740",null,"C0702041390200300082","C07020413902003000820000026",null,"申报企业自主确认为非招标产品、非中选产品或中选部件的附件（如覆盖螺丝、中央螺丝等）产品之一"]
["538e82b0-c623-11ec-a4e1-90e2ba8d9d30","20CC5B1A-7073-4B8B-AEAC-483AA0682E0D","国械备20170082号","转移帽 Transfer coping","Neobiotech Co., Ltd. 纽白特有限公司","纽白特（北京）商贸有限公司","aa4f5093-4f26-11eb-bb5e-fa163e311f19","转移帽","14.2*4.8mm","MUALA48",null,"C0702041390200300082","C07020413902003000820000027",null,"申报企业自主确认为非招标产品、非中选产品或中选部件的附件（如覆盖螺丝、中央螺丝等）产品之一"]
["538ea11d-c623-11ec-a4e1-90e2ba8d9d30","20CC5B1A-7073-4B8B-AEAC-483AA0682E0D","国械备20170082号","转移帽 Transfer coping","Neobiotech Co., Ltd. 纽白特有限公司","纽白特（北京）商贸有限公司","aa4f5093-4f26-11eb-bb5e-fa163e311f19","转移帽","5.2*17.1*4.0mm","ISLA540",null,"C0702041390200300082","C07020413902003000820000028",null,"申报企业自主确认为非招标产品、非中选产品或中选部件的附件（如覆盖螺丝、中央螺丝等）产品之一"]
["538ebd8a-c623-11ec-a4e1-90e2ba8d9d30","20CC5B1A-7073-4B8B-AEAC-483AA0682E0D","国械备20170082号","转移帽 Transfer coping","Neobiotech Co., Ltd. 纽白特有限公司","纽白特（北京）商贸有限公司","aa4f5093-4f26-11eb-bb5e-fa163e311f19","转移帽","5.2*18.6*5.5mm","SLA555",null,"C0702041390200300082","C07020413902003000820000029",null,"申报企业自主确认为非招标产品、非中选产品或中选部件的附件（如覆盖螺丝、中央螺丝等）产品之一"]
["538ed9b6-c623-11ec-a4e1-90e2ba8d9d30","20CC5B1A-7073-4B8B-AEAC-483AA0682E0D","国械备20170082号","转移帽 Transfer coping","Neobiotech Co., Ltd. 纽白特有限公司","纽白特（北京）商贸有限公司","aa4f5093-4f26-11eb-bb5e-fa163e311f19","转移帽","6.5*18.6*5.5mm","ISLA755",null,"C0702041390200300082","C07020413902003000820000030",null,"申报企业自主确认为非招标产品、非中选产品或中选部件的附件（如覆盖螺丝、中央螺丝等）产品之一"]
["538f12a5-c623-11ec-a4e1-90e2ba8d9d30","20CC5B1A-7073-4B8B-AEAC-483AA0682E0D","国械备20170082号","转移帽 Transfer coping","Neobiotech Co., Ltd. 纽白特有限公司","纽白特（北京）商贸有限公司","aa4f5093-4f26-11eb-bb5e-fa163e311f19","转移帽","12.0*3.8*2.5mm","SGISLA400",null,"C0702041390200300082","C07020413902003000820000032",null,"申报企业自主确认为非招标产品、非中选产品或中选部件的附件（如覆盖螺丝、中央螺丝等）产品之一"]
["538f2dd4-c623-11ec-a4e1-90e2ba8d9d30","20CC5B1A-7073-4B8B-AEAC-483AA0682E0D","国械备20170082号","转移帽 Transfer coping","Neobiotech Co., Ltd. 纽白特有限公司","纽白特（北京）商贸有限公司","aa4f5093-4f26-11eb-bb5e-fa163e311f19","转移帽","3.0*10.0*22.5mm","MICLAB01",null,"C0702041390200300082","C07020413902003000820000033",null,"申报企业自主确认为非招标产品、非中选产品或中选部件的附件（如覆盖螺丝、中央螺丝等）产品之一"]
["538f47ea-c623-11ec-a4e1-90e2ba8d9d30","20CC5B1A-7073-4B8B-AEAC-483AA0682E0D","国械备20170082号","转移帽 Transfer coping","Neobiotech Co., Ltd. 纽白特有限公司","纽白特（北京）商贸有限公司","aa4f5093-4f26-11eb-bb5e-fa163e311f19","转移帽","5.7*17.1*4.0mm","ISLA640",null,"C0702041390200300082","C07020413902003000820000034",null,"申报企业自主确认为非招标产品、非中选产品或中选部件的附件（如覆盖螺丝、中央螺丝等）产品之一"]
["538f58db-c623-11ec-a4e1-90e2ba8d9d30","20CC5B1A-7073-4B8B-AEAC-483AA0682E0D","国械备20170082号","转移帽 Transfer coping","Neobiotech Co., Ltd. 纽白特有限公司","纽白特（北京）商贸有限公司","aa4f5093-4f26-11eb-bb5e-fa163e311f19","转移帽","4.5*20.1*7.0mm","ISLA470",null,"C0702041390200300082","C07020413902003000820000035",null,"申报企业自主确认为非招标产品、非中选产品或中选部件的附件（如覆盖螺丝、中央螺丝等）产品之一"]
["538f7380-c623-11ec-a4e1-90e2ba8d9d30","20CC5B1A-7073-4B8B-AEAC-483AA0682E0D","国械备20170082号","转移帽 Transfer coping","Neobiotech Co., Ltd. 纽白特有限公司","纽白特（北京）商贸有限公司","aa4f5093-4f26-11eb-bb5e-fa163e311f19","转移帽","5.2*20.1*7.0mm","ISLA570",null,"C0702041390200300082","C07020413902003000820000036",null,"申报企业自主确认为非招标产品、非中选产品或中选部件的附件（如覆盖螺丝、中央螺丝等）产品之一"]
["538f81e9-c623-11ec-a4e1-90e2ba8d9d30","20CC5B1A-7073-4B8B-AEAC-483AA0682E0D","国械备20170082号","转移帽 Transfer coping","Neobiotech Co., Ltd. 纽白特有限公司","纽白特（北京）商贸有限公司","aa4f5093-4f26-11eb-bb5e-fa163e311f19","转移帽","3.0*6.5*18.5mm","MICLAB02",null,"C0702041390200300082","C07020413902003000820000037",null,"申报企业自主确认为非招标产品、非中选产品或中选部件的附件（如覆盖螺丝、中央螺丝等）产品之一"]
["538f9a56-c623-11ec-a4e1-90e2ba8d9d30","20CC5B1A-7073-4B8B-AEAC-483AA0682E0D","国械备20170082号","转移帽 Transfer coping","Neobiotech Co., Ltd. 纽白特有限公司","纽白特（北京）商贸有限公司","aa4f5093-4f26-11eb-bb5e-fa163e311f19","转移帽","12.0*4.3*2.5mm","SGISLA500",null,"C0702041390200300082","C07020413902003000820000038",null,"申报企业自主确认为非招标产品、非中选产品或中选部件的附件（如覆盖螺丝、中央螺丝等）产品之一"]
["538fb085-c623-11ec-a4e1-90e2ba8d9d30","20CC5B1A-7073-4B8B-AEAC-483AA0682E0D","国械备20170082号","转移帽 Transfer coping","Neobiotech Co., Ltd. 纽白特有限公司","纽白特（北京）商贸有限公司","aa4f5093-4f26-11eb-bb5e-fa163e311f19","转移帽","6.5*20.1*7.0mm","ISLA770",null,"C0702041390200300082","C07020413902003000820000039",null,"申报企业自主确认为非招标产品、非中选产品或中选部件的附件（如覆盖螺丝、中央螺丝等）产品之一"]
["538fc751-c623-11ec-a4e1-90e2ba8d9d30","20CC5B1A-7073-4B8B-AEAC-483AA0682E0D","国械备20170082号","转移帽 Transfer coping","Neobiotech Co., Ltd. 纽白特有限公司","纽白特（北京）商贸有限公司","aa4f5093-4f26-11eb-bb5e-fa163e311f19","转移帽","4.5*18.6*5.5mm","ISLA455",null,"C0702041390200300082","C07020413902003000820000040",null,"申报企业自主确认为非招标产品、非中选产品或中选部件的附件（如覆盖螺丝、中央螺丝等）产品之一"]
["538fd341-c623-11ec-a4e1-90e2ba8d9d30","20CC5B1A-7073-4B8B-AEAC-483AA0682E0D","国械备20170082号","转移帽 Transfer coping","Neobiotech Co., Ltd. 纽白特有限公司","纽白特（北京）商贸有限公司","aa4f5093-4f26-11eb-bb5e-fa163e311f19","转移帽","3.5*3.6*17.1mm","BALA350",null,"C0702041390200300082","C07020413902003000820000041",null,"申报企业自主确认为非招标产品、非中选产品或中选部件的附件（如覆盖螺丝、中央螺丝等）产品之一"]
["538ff49d-c623-11ec-a4e1-90e2ba8d9d30","20CC5B1A-7073-4B8B-AEAC-483AA0682E0D","国械备20170082号","转移帽 Transfer coping","Neobiotech Co., Ltd. 纽白特有限公司","纽白特（北京）商贸有限公司","aa4f5093-4f26-11eb-bb5e-fa163e311f19","转移帽","5.7*20.1*7.0mm","ISLA670",null,"C0702041390200300082","C07020413902003000820000043",null,"申报企业自主确认为非招标产品、非中选产品或中选部件的附件（如覆盖螺丝、中央螺丝等）产品之一"]
["0bdc68bb-48d3-11eb-bb5e-fa163e311f19","d05a322d-2254-11eb-bf70-fa163e0a8baf","国械注进20153171747","牙科种植体 Dental Implant","纽白特有限公司 Neobiotech Co., Ltd.","纽白特（北京）商贸有限公司","d052d81a-48d2-11eb-bb5e-fa163e311f19","牙科种植体-配套用螺钉","3.35*5.85*1.20mm","ISC400",null,"C0702041390200100082","C07020413902001000820000001",null,"申报企业自主确认为非招标产品、非中选产品或中选部件的附件（如覆盖螺丝、中央螺丝等）产品之一"]
["fe5c4b06-48d2-11eb-bb5e-fa163e311f19","d05a322d-2254-11eb-bf70-fa163e0a8baf","国械注进20153171747","牙科种植体 Dental Implant","纽白特有限公司 Neobiotech Co., Ltd.","纽白特（北京）商贸有限公司","d052d81a-48d2-11eb-bb5e-fa163e311f19","牙科种植体-配套用螺钉","3.20*5.45*1.20mm","ISN300",null,"C0702041390200100082","C07020413902001000820000002",null,"申报企业自主确认为非招标产品、非中选产品或中选部件的附件（如覆盖螺丝、中央螺丝等）产品之一"]
["107f6d7e-4e5e-11ec-921a-0050568f9c84","9709f6fa-475e-11ec-921a-0050568f9c84","国械注准20213170721","骨水平牙种植体及附件","杭州民生立德医疗科技有限公司","杭州民生立德医疗科技有限公司","ff368e79-4e5b-11ec-921a-0050568f9c84","骨水平牙种植体及附件 - 覆盖螺丝","NC","BCSN",null,"C0702041390200104560","C07020413902001045600000001",null,"申报企业自主确认为非招标产品、非中选产品或中选部件的附件（如覆盖螺丝、中央螺丝等）产品之一"]
["10806189-4e5e-11ec-921a-0050568f9c84","9709f6fa-475e-11ec-921a-0050568f9c84","国械注准20213170721","骨水平牙种植体及附件","杭州民生立德医疗科技有限公司","杭州民生立德医疗科技有限公司","ff368e79-4e5b-11ec-921a-0050568f9c84","骨水平牙种植体及附件 - 覆盖螺丝","RC","BCSR",null,"C0702041390200104560","C07020413902001045600000002",null,"申报企业自主确认为非招标产品、非中选产品或中选部件的附件（如覆盖螺丝、中央螺丝等）产品之一"]
["b20e74c8-4e7d-11ec-921a-0050568f9c84","0fb550e5-4760-11ec-921a-0050568f9c84","国械注准20213170645","骨水平牙种植体基台","杭州民生立德医疗科技有限公司","杭州民生立德医疗科技有限公司","048cec0e-4e79-11ec-921a-0050568f9c84","骨水平牙种植体基台","NC","BASN",null,"C0702041390200504560","C07020413902005045600000001",null,"申报企业自主确认为非招标产品、非中选产品或中选部件的附件（如覆盖螺丝、中央螺丝等）产品之一"]
["b22a4d10-4e7d-11ec-921a-0050568f9c84","0fb550e5-4760-11ec-921a-0050568f9c84","国械注准20213170645","骨水平牙种植体基台","杭州民生立德医疗科技有限公司","杭州民生立德医疗科技有限公司","048cec0e-4e79-11ec-921a-0050568f9c84","骨水平牙种植体基台","RC","BASR",null,"C0702041390200504560","C07020413902005045600000002",null,"申报企业自主确认为非招标产品、非中选产品或中选部件的附件（如覆盖螺丝、中央螺丝等）产品之一"]
["b22e0c79-4e7d-11ec-921a-0050568f9c84","0fb550e5-4760-11ec-921a-0050568f9c84","国械注准20213170645","骨水平牙种植体基台","杭州民生立德医疗科技有限公司","杭州民生立德医疗科技有限公司","048cec0e-4e79-11ec-921a-0050568f9c84","骨水平牙种植体基台","-","SBAS",null,"C0702041390200504560","C07020413902005045600000003",null,"申报企业自主确认为非招标产品、非中选产品或中选部件的附件（如覆盖螺丝、中央螺丝等）产品之一"]
["b22f2160-4e7d-11ec-921a-0050568f9c84","0fb550e5-4760-11ec-921a-0050568f9c84","国械注准20213170645","骨水平牙种植体基台","杭州民生立德医疗科技有限公司","杭州民生立德医疗科技有限公司","048cec0e-4e79-11ec-921a-0050568f9c84","骨水平牙种植体基台","-","NBASN",null,"C0702041390200504560","C07020413902005045600000004",null,"申报企业自主确认为非招标产品、非中选产品或中选部件的附件（如覆盖螺丝、中央螺丝等）产品之一"]
["b23477e2-4e7d-11ec-921a-0050568f9c84","0fb550e5-4760-11ec-921a-0050568f9c84","国械注准20213170645","骨水平牙种植体基台","杭州民生立德医疗科技有限公司","杭州民生立德医疗科技有限公司","048cec0e-4e79-11ec-921a-0050568f9c84","骨水平牙种植体基台","-","NBASR",null,"C0702041390200504560","C07020413902005045600000005",null,"申报企业自主确认为非招标产品、非中选产品或中选部件的附件（如覆盖螺丝、中央螺丝等）产品之一"]
["055fff03-4922-11ed-9447-b4055d63f15c","0fb550e5-4760-11ec-921a-0050568f9c84","国械注准20213170645","骨水平牙种植体基台","杭州民生立德医疗科技有限公司","杭州民生立德医疗科技有限公司","5b91eac9-491f-11ed-9447-b4055d63f15c","骨水平牙种植体基台","NC,Φ4.5,G/H2.0,Non-Hex","BTN452",null,"C0702021380000204560","C07020213800002045600000001",null,"申报企业自主确认为非招标产品、非中选产品或中选部件的附件（如覆盖螺丝、中央螺丝等）产品之一"]
["1d97b3a8-4922-11ed-9447-b4055d63f15c","0fb550e5-4760-11ec-921a-0050568f9c84","国械注准20213170645","骨水平牙种植体基台","杭州民生立德医疗科技有限公司","杭州民生立德医疗科技有限公司","5b91eac9-491f-11ed-9447-b4055d63f15c","骨水平牙种植体基台","RC,Φ4.5,G/H2.0,Non-Hex","BTR452",null,"C0702021380000204560","C07020213800002045600000002",null,"申报企业自主确认为非招标产品、非中选产品或中选部件的附件（如覆盖螺丝、中央螺丝等）产品之一"]
["27dff8fd-4922-11ed-9447-b4055d63f15c","0fb550e5-4760-11ec-921a-0050568f9c84","国械注准20213170645","骨水平牙种植体基台","杭州民生立德医疗科技有限公司","杭州民生立德医疗科技有限公司","5b91eac9-491f-11ed-9447-b4055d63f15c","骨水平牙种植体基台","RC,Φ5.0,G/H2.0,Hex","BTR502H",null,"C0702021380000204560","C07020213800002045600000003",null,"申报企业自主确认为非招标产品、非中选产品或中选部件的附件（如覆盖螺丝、中央螺丝等）产品之一"]
["3484a539-4922-11ed-9447-b4055d63f15c","0fb550e5-4760-11ec-921a-0050568f9c84","国械注准20213170645","骨水平牙种植体基台","杭州民生立德医疗科技有限公司","杭州民生立德医疗科技有限公司","5b91eac9-491f-11ed-9447-b4055d63f15c","骨水平牙种植体基台","NC,Φ4.5,G/H4.0,Non-Hex","BTN454",null,"C0702021380000204560","C07020213800002045600000004",null,"申报企业自主确认为非招标产品、非中选产品或中选部件的附件（如覆盖螺丝、中央螺丝等）产品之一"]
["3e1c53a3-4922-11ed-9447-b4055d63f15c","0fb550e5-4760-11ec-921a-0050568f9c84","国械注准20213170645","骨水平牙种植体基台","杭州民生立德医疗科技有限公司","杭州民生立德医疗科技有限公司","5b91eac9-491f-11ed-9447-b4055d63f15c","骨水平牙种植体基台","RC,Φ4.5,G/H2.0,Hex","BTR452H",null,"C0702021380000204560","C07020213800002045600000005",null,"申报企业自主确认为非招标产品、非中选产品或中选部件的附件（如覆盖螺丝、中央螺丝等）产品之一"]
["84f5e831-4921-11ed-9447-b4055d63f15c","0fb550e5-4760-11ec-921a-0050568f9c84","国械注准20213170645","骨水平牙种植体基台","杭州民生立德医疗科技有限公司","杭州民生立德医疗科技有限公司","5b91eac9-491f-11ed-9447-b4055d63f15c","骨水平牙种植体基台","RC,Φ4.5,G/H4.0,Non-Hex","BTR454",null,"C0702021380000204560","C07020213800002045600000007",null,"申报企业自主确认为非招标产品、非中选产品或中选部件的附件（如覆盖螺丝、中央螺丝等）产品之一"]
["af44373d-4921-11ed-9447-b4055d63f15c","0fb550e5-4760-11ec-921a-0050568f9c84","国械注准20213170645","骨水平牙种植体基台","杭州民生立德医疗科技有限公司","杭州民生立德医疗科技有限公司","5b91eac9-491f-11ed-9447-b4055d63f15c","骨水平牙种植体基台","NC,Φ4.5,G/H2.0,Hex","BTN452H",null,"C0702021380000204560","C07020213800002045600000011",null,"申报企业自主确认为非招标产品、非中选产品或中选部件的附件（如覆盖螺丝、中央螺丝等）产品之一"]
["ca19a5b7-4921-11ed-9447-b4055d63f15c","0fb550e5-4760-11ec-921a-0050568f9c84","国械注准20213170645","骨水平牙种植体基台","杭州民生立德医疗科技有限公司","杭州民生立德医疗科技有限公司","5b91eac9-491f-11ed-9447-b4055d63f15c","骨水平牙种植体基台","RC,Φ5.0,G/H4.0,Non-Hex","BTR504",null,"C0702021380000204560","C07020213800002045600000012",null,"申报企业自主确认为非招标产品、非中选产品或中选部件的附件（如覆盖螺丝、中央螺丝等）产品之一"]
["d51f0ea8-4921-11ed-9447-b4055d63f15c","0fb550e5-4760-11ec-921a-0050568f9c84","国械注准20213170645","骨水平牙种植体基台","杭州民生立德医疗科技有限公司","杭州民生立德医疗科技有限公司","5b91eac9-491f-11ed-9447-b4055d63f15c","骨水平牙种植体基台","RC,Φ5.0,G/H4.0,Hex","BTR504H",null,"C0702021380000204560","C07020213800002045600000013",null,"申报企业自主确认为非招标产品、非中选产品或中选部件的附件（如覆盖螺丝、中央螺丝等）产品之一"]
["e2838eb9-4921-11ed-9447-b4055d63f15c","0fb550e5-4760-11ec-921a-0050568f9c84","国械注准20213170645","骨水平牙种植体基台","杭州民生立德医疗科技有限公司","杭州民生立德医疗科技有限公司","5b91eac9-491f-11ed-9447-b4055d63f15c","骨水平牙种植体基台","RC,Φ4.5,G/H4.0,Hex","BTR454H",null,"C0702021380000204560","C07020213800002045600000014",null,"申报企业自主确认为非招标产品、非中选产品或中选部件的附件（如覆盖螺丝、中央螺丝等）产品之一"]
["ed53426a-4921-11ed-9447-b4055d63f15c","0fb550e5-4760-11ec-921a-0050568f9c84","国械注准20213170645","骨水平牙种植体基台","杭州民生立德医疗科技有限公司","杭州民生立德医疗科技有限公司","5b91eac9-491f-11ed-9447-b4055d63f15c","骨水平牙种植体基台","NC,Φ4.5,G/H4.0,Hex","BTN454H",null,"C0702021380000204560","C07020213800002045600000015",null,"申报企业自主确认为非招标产品、非中选产品或中选部件的附件（如覆盖螺丝、中央螺丝等）产品之一"]
["f947c082-4921-11ed-9447-b4055d63f15c","0fb550e5-4760-11ec-921a-0050568f9c84","国械注准20213170645","骨水平牙种植体基台","杭州民生立德医疗科技有限公司","杭州民生立德医疗科技有限公司","5b91eac9-491f-11ed-9447-b4055d63f15c","骨水平牙种植体基台","RC,Φ5.0,G/H2.0,Non-Hex","BTR502",null,"C0702021380000204560","C07020213800002045600000016",null,"申报企业自主确认为非招标产品、非中选产品或中选部件的附件（如覆盖螺丝、中央螺丝等）产品之一"]
["7cee9ab8-4923-11ed-9447-b4055d63f15c","1538a2e1-c758-11ec-a4e1-90e2ba8d9d30","国械注准20223170283","软组织水平牙种植体基台","杭州民生立德医疗科技有限公司","杭州民生立德医疗科技有限公司","18ebbc0c-4923-11ed-9447-b4055d63f15c","软组织水平牙种植体基台","WC,G/H1.0,Non-Octa","TTW1",null,"C0702021380000204560","C07020213800002045600000006",null,"申报企业自主确认为非招标产品、非中选产品或中选部件的附件（如覆盖螺丝、中央螺丝等）产品之一"]
["8bbb0811-4923-11ed-9447-b4055d63f15c","1538a2e1-c758-11ec-a4e1-90e2ba8d9d30","国械注准20223170283","软组织水平牙种植体基台","杭州民生立德医疗科技有限公司","杭州民生立德医疗科技有限公司","18ebbc0c-4923-11ed-9447-b4055d63f15c","软组织水平牙种植体基台","WC,G/H1.0,Octa","TTW1T",null,"C0702021380000204560","C07020213800002045600000008",null,"申报企业自主确认为非招标产品、非中选产品或中选部件的附件（如覆盖螺丝、中央螺丝等）产品之一"]
["95b59fa0-4923-11ed-9447-b4055d63f15c","1538a2e1-c758-11ec-a4e1-90e2ba8d9d30","国械注准20223170283","软组织水平牙种植体基台","杭州民生立德医疗科技有限公司","杭州民生立德医疗科技有限公司","18ebbc0c-4923-11ed-9447-b4055d63f15c","软组织水平牙种植体基台","RC,G/H1.0,Non-Octa","TTR1",null,"C0702021380000204560","C07020213800002045600000009",null,"申报企业自主确认为非招标产品、非中选产品或中选部件的附件（如覆盖螺丝、中央螺丝等）产品之一"]
["9f9cfbd8-4923-11ed-9447-b4055d63f15c","1538a2e1-c758-11ec-a4e1-90e2ba8d9d30","国械注准20223170283","软组织水平牙种植体基台","杭州民生立德医疗科技有限公司","杭州民生立德医疗科技有限公司","18ebbc0c-4923-11ed-9447-b4055d63f15c","软组织水平牙种植体基台","RC,G/H1.0,Octa","TTR1T",null,"C0702021380000204560","C07020213800002045600000010",null,"申报企业自主确认为非招标产品、非中选产品或中选部件的附件（如覆盖螺丝、中央螺丝等）产品之一"]
["14116770-4940-11ed-9447-b4055d63f15c","1538a2e1-c758-11ec-a4e1-90e2ba8d9d30","国械注准20223170283","软组织水平牙种植体基台","杭州民生立德医疗科技有限公司","杭州民生立德医疗科技有限公司","f9a574de-493f-11ed-9447-b4055d63f15c","软组织水平牙种植体基台-螺钉","/","TASRW",null,"C0702041390200504560","C07020413902005045600000006",null,"申报企业自主确认为非招标产品、非中选产品或中选部件的附件（如覆盖螺丝、中央螺丝等）产品之一"]
["189e8b23-50d3-11ec-921a-0050568f9c84","1885d813-4828-11ec-921a-0050568f9c84","浙杭械备20170184号","转移帽","杭州民生立德医疗科技有限公司","杭州民生立德医疗科技有限公司","25159cd0-50bf-11ec-921a-0050568f9c84","转移帽","RC,Single","TSBCRS",null,"C0702041390100204560","C07020413901002045600000011",null,"申报企业自主确认为非招标产品、非中选产品或中选部件的附件（如覆盖螺丝、中央螺丝等）产品之一"]
["277fcbda-50d3-11ec-921a-0050568f9c84","1885d813-4828-11ec-921a-0050568f9c84","浙杭械备20170184号","转移帽","杭州民生立德医疗科技有限公司","杭州民生立德医疗科技有限公司","25159cd0-50bf-11ec-921a-0050568f9c84","转移帽","WC,Single","TSBCWS",null,"C0702041390100204560","C07020413901002045600000012",null,"申报企业自主确认为非招标产品、非中选产品或中选部件的附件（如覆盖螺丝、中央螺丝等）产品之一"]
["2f5da68e-50d3-11ec-921a-0050568f9c84","1885d813-4828-11ec-921a-0050568f9c84","浙杭械备20170184号","转移帽","杭州民生立德医疗科技有限公司","杭州民生立德医疗科技有限公司","25159cd0-50bf-11ec-921a-0050568f9c84","转移帽","RC,Bridge","TSBCRB",null,"C0702041390100204560","C07020413901002045600000013",null,"申报企业自主确认为非招标产品、非中选产品或中选部件的附件（如覆盖螺丝、中央螺丝等）产品之一"]
["38afeccc-50d3-11ec-921a-0050568f9c84","1885d813-4828-11ec-921a-0050568f9c84","浙杭械备20170184号","转移帽","杭州民生立德医疗科技有限公司","杭州民生立德医疗科技有限公司","25159cd0-50bf-11ec-921a-0050568f9c84","转移帽","WC,Bridge","TSBCWB",null,"C0702041390100204560","C07020413901002045600000014",null,"申报企业自主确认为非招标产品、非中选产品或中选部件的附件（如覆盖螺丝、中央螺丝等）产品之一"]
["c39eaeb0-50d1-11ec-921a-0050568f9c84","1885d813-4828-11ec-921a-0050568f9c84","浙杭械备20170184号","转移帽","杭州民生立德医疗科技有限公司","杭州民生立德医疗科技有限公司","25159cd0-50bf-11ec-921a-0050568f9c84","转移帽","RC,Single","TEBCRS",null,"C0702041390100204560","C07020413901002045600000034",null,"申报企业自主确认为非招标产品、非中选产品或中选部件的附件（如覆盖螺丝、中央螺丝等）产品之一"]
["cdcd7c26-50d1-11ec-921a-0050568f9c84","1885d813-4828-11ec-921a-0050568f9c84","浙杭械备20170184号","转移帽","杭州民生立德医疗科技有限公司","杭州民生立德医疗科技有限公司","25159cd0-50bf-11ec-921a-0050568f9c84","转移帽","WC,Single","TEBCWS",null,"C0702041390100204560","C07020413901002045600000035",null,"申报企业自主确认为非招标产品、非中选产品或中选部件的附件（如覆盖螺丝、中央螺丝等）产品之一"]
["d8fca82f-50d1-11ec-921a-0050568f9c84","1885d813-4828-11ec-921a-0050568f9c84","浙杭械备20170184号","转移帽","杭州民生立德医疗科技有限公司","杭州民生立德医疗科技有限公司","25159cd0-50bf-11ec-921a-0050568f9c84","转移帽","RC,Bridge","TEBCRB",null,"C0702041390100204560","C07020413901002045600000044",null,"申报企业自主确认为非招标产品、非中选产品或中选部件的附件（如覆盖螺丝、中央螺丝等）产品之一"]
["e3ead1d0-50d1-11ec-921a-0050568f9c84","1885d813-4828-11ec-921a-0050568f9c84","浙杭械备20170184号","转移帽","杭州民生立德医疗科技有限公司","杭州民生立德医疗科技有限公司","25159cd0-50bf-11ec-921a-0050568f9c84","转移帽","WC,Bridge","TEBCWB",null,"C0702041390100204560","C07020413901002045600000045",null,"申报企业自主确认为非招标产品、非中选产品或中选部件的附件（如覆盖螺丝、中央螺丝等）产品之一"]
["fbbf93ea-50d2-11ec-921a-0050568f9c84","1885d813-4828-11ec-921a-0050568f9c84","浙杭械备20170184号","转移帽","杭州民生立德医疗科技有限公司","杭州民生立德医疗科技有限公司","25159cd0-50bf-11ec-921a-0050568f9c84","转移帽","Φ4.5,Bridge","BBC45B",null,"C0702041390100204560","C07020413901002045600000001",null,"申报企业自主确认为非招标产品、非中选产品或中选部件的附件（如覆盖螺丝、中央螺丝等）产品之一"]
["fbc24a7a-50d2-11ec-921a-0050568f9c84","1885d813-4828-11ec-921a-0050568f9c84","浙杭械备20170184号","转移帽","杭州民生立德医疗科技有限公司","杭州民生立德医疗科技有限公司","25159cd0-50bf-11ec-921a-0050568f9c84","转移帽","Φ5.0,Single","BBC50S",null,"C0702041390100204560","C07020413901002045600000002",null,"申报企业自主确认为非招标产品、非中选产品或中选部件的附件（如覆盖螺丝、中央螺丝等）产品之一"]
["fbc45359-50d2-11ec-921a-0050568f9c84","1885d813-4828-11ec-921a-0050568f9c84","浙杭械备20170184号","转移帽","杭州民生立德医疗科技有限公司","杭州民生立德医疗科技有限公司","25159cd0-50bf-11ec-921a-0050568f9c84","转移帽","Φ6.0,Single","BBC60S",null,"C0702041390100204560","C07020413901002045600000003",null,"申报企业自主确认为非招标产品、非中选产品或中选部件的附件（如覆盖螺丝、中央螺丝等）产品之一"]
["fbc60685-50d2-11ec-921a-0050568f9c84","1885d813-4828-11ec-921a-0050568f9c84","浙杭械备20170184号","转移帽","杭州民生立德医疗科技有限公司","杭州民生立德医疗科技有限公司","25159cd0-50bf-11ec-921a-0050568f9c84","转移帽","Φ4.0,Single","BBC40S",null,"C0702041390100204560","C07020413901002045600000004",null,"申报企业自主确认为非招标产品、非中选产品或中选部件的附件（如覆盖螺丝、中央螺丝等）产品之一"]
["fbc693db-50d2-11ec-921a-0050568f9c84","1885d813-4828-11ec-921a-0050568f9c84","浙杭械备20170184号","转移帽","杭州民生立德医疗科技有限公司","杭州民生立德医疗科技有限公司","25159cd0-50bf-11ec-921a-0050568f9c84","转移帽","Φ7.0,Single","BBC70S",null,"C0702041390100204560","C07020413901002045600000005",null,"申报企业自主确认为非招标产品、非中选产品或中选部件的附件（如覆盖螺丝、中央螺丝等）产品之一"]
["fbc69b55-50d2-11ec-921a-0050568f9c84","1885d813-4828-11ec-921a-0050568f9c84","浙杭械备20170184号","转移帽","杭州民生立德医疗科技有限公司","杭州民生立德医疗科技有限公司","25159cd0-50bf-11ec-921a-0050568f9c84","转移帽","Φ5.0,Bridge","BBC50B",null,"C0702041390100204560","C07020413901002045600000006",null,"申报企业自主确认为非招标产品、非中选产品或中选部件的附件（如覆盖螺丝、中央螺丝等）产品之一"]
["fbc69d37-50d2-11ec-921a-0050568f9c84","1885d813-4828-11ec-921a-0050568f9c84","浙杭械备20170184号","转移帽","杭州民生立德医疗科技有限公司","杭州民生立德医疗科技有限公司","25159cd0-50bf-11ec-921a-0050568f9c84","转移帽","Φ6.0,Bridge","BBC60B",null,"C0702041390100204560","C07020413901002045600000007",null,"申报企业自主确认为非招标产品、非中选产品或中选部件的附件（如覆盖螺丝、中央螺丝等）产品之一"]
["fbc94ac2-50d2-11ec-921a-0050568f9c84","1885d813-4828-11ec-921a-0050568f9c84","浙杭械备20170184号","转移帽","杭州民生立德医疗科技有限公司","杭州民生立德医疗科技有限公司","25159cd0-50bf-11ec-921a-0050568f9c84","转移帽","Φ7.0,Bridge","BBC70B",null,"C0702041390100204560","C07020413901002045600000008",null,"申报企业自主确认为非招标产品、非中选产品或中选部件的附件（如覆盖螺丝、中央螺丝等）产品之一"]
["fbcaca4a-50d2-11ec-921a-0050568f9c84","1885d813-4828-11ec-921a-0050568f9c84","浙杭械备20170184号","转移帽","杭州民生立德医疗科技有限公司","杭州民生立德医疗科技有限公司","25159cd0-50bf-11ec-921a-0050568f9c84","转移帽","Φ4.0,Bridge","BBC40B",null,"C0702041390100204560","C07020413901002045600000009",null,"申报企业自主确认为非招标产品、非中选产品或中选部件的附件（如覆盖螺丝、中央螺丝等）产品之一"]
["fbcb996f-50d2-11ec-921a-0050568f9c84","1885d813-4828-11ec-921a-0050568f9c84","浙杭械备20170184号","转移帽","杭州民生立德医疗科技有限公司","杭州民生立德医疗科技有限公司","25159cd0-50bf-11ec-921a-0050568f9c84","转移帽","Φ4.5,Single","BBC45S",null,"C0702041390100204560","C07020413901002045600000010",null,"申报企业自主确认为非招标产品、非中选产品或中选部件的附件（如覆盖螺丝、中央螺丝等）产品之一"]
["111202d3-e79c-11ec-9447-b4055d63f15c","1885d813-4828-11ec-921a-0050568f9c84","浙杭械备20170184号","转移帽","杭州民生立德医疗科技有限公司","杭州民生立德医疗科技有限公司","fbf58036-4e92-11ec-921a-0050568f9c84","转移帽","8.2, Φ2.3","TALSRW",null,"C0702041390200204560","C07020413902002045600000099",null,"申报企业自主确认为非招标产品、非中选产品或中选部件的附件（如覆盖螺丝、中央螺丝等）产品之一"]
["23766752-50d1-11ec-921a-0050568f9c84","1885d813-4828-11ec-921a-0050568f9c84","浙杭械备20170184号","转移帽","杭州民生立德医疗科技有限公司","杭州民生立德医疗科技有限公司","fbf58036-4e92-11ec-921a-0050568f9c84","转移帽","RC,Short","BPICRPS",null,"C0702041390200204560","C07020413902002045600000019",null,"申报企业自主确认为非招标产品、非中选产品或中选部件的附件（如覆盖螺丝、中央螺丝等）产品之一"]
["2377c98c-50d1-11ec-921a-0050568f9c84","1885d813-4828-11ec-921a-0050568f9c84","浙杭械备20170184号","转移帽","杭州民生立德医疗科技有限公司","杭州民生立德医疗科技有限公司","fbf58036-4e92-11ec-921a-0050568f9c84","转移帽","NC,Short","BPICNPS",null,"C0702041390200204560","C07020413902002045600000020",null,"申报企业自主确认为非招标产品、非中选产品或中选部件的附件（如覆盖螺丝、中央螺丝等）产品之一"]
["237960aa-50d1-11ec-921a-0050568f9c84","1885d813-4828-11ec-921a-0050568f9c84","浙杭械备20170184号","转移帽","杭州民生立德医疗科技有限公司","杭州民生立德医疗科技有限公司","fbf58036-4e92-11ec-921a-0050568f9c84","转移帽","RC,Long","BPICRPL",null,"C0702041390200204560","C07020413902002045600000021",null,"申报企业自主确认为非招标产品、非中选产品或中选部件的附件（如覆盖螺丝、中央螺丝等）产品之一"]
["237a7dad-50d1-11ec-921a-0050568f9c84","1885d813-4828-11ec-921a-0050568f9c84","浙杭械备20170184号","转移帽","杭州民生立德医疗科技有限公司","杭州民生立德医疗科技有限公司","fbf58036-4e92-11ec-921a-0050568f9c84","转移帽","NC,1mm","BPICNP01",null,"C0702041390200204560","C07020413902002045600000022",null,"申报企业自主确认为非招标产品、非中选产品或中选部件的附件（如覆盖螺丝、中央螺丝等）产品之一"]
["237cd2e0-50d1-11ec-921a-0050568f9c84","1885d813-4828-11ec-921a-0050568f9c84","浙杭械备20170184号","转移帽","杭州民生立德医疗科技有限公司","杭州民生立德医疗科技有限公司","fbf58036-4e92-11ec-921a-0050568f9c84","转移帽","RC,1mm","BPICRP01",null,"C0702041390200204560","C07020413902002045600000023",null,"申报企业自主确认为非招标产品、非中选产品或中选部件的附件（如覆盖螺丝、中央螺丝等）产品之一"]
["237f65dd-50d1-11ec-921a-0050568f9c84","1885d813-4828-11ec-921a-0050568f9c84","浙杭械备20170184号","转移帽","杭州民生立德医疗科技有限公司","杭州民生立德医疗科技有限公司","fbf58036-4e92-11ec-921a-0050568f9c84","转移帽","NC,Long","BPICNPL",null,"C0702041390200204560","C07020413902002045600000024",null,"申报企业自主确认为非招标产品、非中选产品或中选部件的附件（如覆盖螺丝、中央螺丝等）产品之一"]
["26b21b8a-50cf-11ec-921a-0050568f9c84","1885d813-4828-11ec-921a-0050568f9c84","浙杭械备20170184号","转移帽","杭州民生立德医疗科技有限公司","杭州民生立德医疗科技有限公司","fbf58036-4e92-11ec-921a-0050568f9c84","转移帽","RC,Long","BTICSRL",null,"C0702041390200204560","C07020413902002045600000025",null,"申报企业自主确认为非招标产品、非中选产品或中选部件的附件（如覆盖螺丝、中央螺丝等）产品之一"]
["26b387c3-50cf-11ec-921a-0050568f9c84","1885d813-4828-11ec-921a-0050568f9c84","浙杭械备20170184号","转移帽","杭州民生立德医疗科技有限公司","杭州民生立德医疗科技有限公司","fbf58036-4e92-11ec-921a-0050568f9c84","转移帽","NC,Long","BTICSNL",null,"C0702041390200204560","C07020413902002045600000026",null,"申报企业自主确认为非招标产品、非中选产品或中选部件的附件（如覆盖螺丝、中央螺丝等）产品之一"]
["26b72bd6-50cf-11ec-921a-0050568f9c84","1885d813-4828-11ec-921a-0050568f9c84","浙杭械备20170184号","转移帽","杭州民生立德医疗科技有限公司","杭州民生立德医疗科技有限公司","fbf58036-4e92-11ec-921a-0050568f9c84","转移帽","RC,Short","BTICSRS",null,"C0702041390200204560","C07020413902002045600000027",null,"申报企业自主确认为非招标产品、非中选产品或中选部件的附件（如覆盖螺丝、中央螺丝等）产品之一"]
["26b95f05-50cf-11ec-921a-0050568f9c84","1885d813-4828-11ec-921a-0050568f9c84","浙杭械备20170184号","转移帽","杭州民生立德医疗科技有限公司","杭州民生立德医疗科技有限公司","fbf58036-4e92-11ec-921a-0050568f9c84","转移帽","NC,Short","BTICSNS",null,"C0702041390200204560","C07020413902002045600000028",null,"申报企业自主确认为非招标产品、非中选产品或中选部件的附件（如覆盖螺丝、中央螺丝等）产品之一"]
["46fa8cbb-50d1-11ec-921a-0050568f9c84","1885d813-4828-11ec-921a-0050568f9c84","浙杭械备20170184号","转移帽","杭州民生立德医疗科技有限公司","杭州民生立德医疗科技有限公司","fbf58036-4e92-11ec-921a-0050568f9c84","转移帽","1mm","TPICP01",null,"C0702041390200204560","C07020413902002045600000031",null,"申报企业自主确认为非招标产品、非中选产品或中选部件的附件（如覆盖螺丝、中央螺丝等）产品之一"]
["4e76a319-50d1-11ec-921a-0050568f9c84","1885d813-4828-11ec-921a-0050568f9c84","浙杭械备20170184号","转移帽","杭州民生立德医疗科技有限公司","杭州民生立德医疗科技有限公司","fbf58036-4e92-11ec-921a-0050568f9c84","转移帽","Short","TPICPS",null,"C0702041390200204560","C07020413902002045600000032",null,"申报企业自主确认为非招标产品、非中选产品或中选部件的附件（如覆盖螺丝、中央螺丝等）产品之一"]
["55dca25b-50d1-11ec-921a-0050568f9c84","1885d813-4828-11ec-921a-0050568f9c84","浙杭械备20170184号","转移帽","杭州民生立德医疗科技有限公司","杭州民生立德医疗科技有限公司","fbf58036-4e92-11ec-921a-0050568f9c84","转移帽","Long","TPICPL",null,"C0702041390200204560","C07020413902002045600000033",null,"申报企业自主确认为非招标产品、非中选产品或中选部件的附件（如覆盖螺丝、中央螺丝等）产品之一"]
["6b61086e-50cf-11ec-921a-0050568f9c84","1885d813-4828-11ec-921a-0050568f9c84","浙杭械备20170184号","转移帽","杭州民生立德医疗科技有限公司","杭州民生立德医疗科技有限公司","fbf58036-4e92-11ec-921a-0050568f9c84","转移帽","Short","TTICSS",null,"C0702041390200204560","C07020413902002045600000054",null,"申报企业自主确认为非招标产品、非中选产品或中选部件的附件（如覆盖螺丝、中央螺丝等）产品之一"]
["6b634872-50cf-11ec-921a-0050568f9c84","1885d813-4828-11ec-921a-0050568f9c84","浙杭械备20170184号","转移帽","杭州民生立德医疗科技有限公司","杭州民生立德医疗科技有限公司","fbf58036-4e92-11ec-921a-0050568f9c84","转移帽","Long","TTICSL",null,"C0702041390200204560","C07020413902002045600000055",null,"申报企业自主确认为非招标产品、非中选产品或中选部件的附件（如覆盖螺丝、中央螺丝等）产品之一"]
["df6d7b1f-e79b-11ec-9447-b4055d63f15c","1885d813-4828-11ec-921a-0050568f9c84","浙杭械备20170184号","转移帽","杭州民生立德医疗科技有限公司","杭州民生立德医疗科技有限公司","fbf58036-4e92-11ec-921a-0050568f9c84","转移帽","8.6, Φ2.15","BALSN",null,"C0702041390200204560","C07020413902002045600000100",null,"申报企业自主确认为非招标产品、非中选产品或中选部件的附件（如覆盖螺丝、中央螺丝等）产品之一"]
["edb6b739-e79b-11ec-9447-b4055d63f15c","1885d813-4828-11ec-921a-0050568f9c84","浙杭械备20170184号","转移帽","杭州民生立德医疗科技有限公司","杭州民生立德医疗科技有限公司","fbf58036-4e92-11ec-921a-0050568f9c84","转移帽","8.6, Φ2.3","BALSR",null,"C0702041390200204560","C07020413902002045600000101",null,"申报企业自主确认为非招标产品、非中选产品或中选部件的附件（如覆盖螺丝、中央螺丝等）产品之一"]
["64036fd9-990c-11ec-b3f8-90e2ba8d9d30","7f08c48d-95df-11ec-b3f8-90e2ba8d9d30","国械注准20223170101","软组织水平牙种植体及附件","杭州民生立德医疗科技有限公司","杭州民生立德医疗科技有限公司","2b6ad06b-9909-11ec-b3f8-90e2ba8d9d30","软组织水平牙种植体及附件-覆盖螺丝","RC","TCVSR",null,"C0702041390200104560","C07020413902001045600000003",null,"申报企业自主确认为非招标产品、非中选产品或中选部件的附件（如覆盖螺丝、中央螺丝等）产品之一"]
["6403aff2-990c-11ec-b3f8-90e2ba8d9d30","7f08c48d-95df-11ec-b3f8-90e2ba8d9d30","国械注准20223170101","软组织水平牙种植体及附件","杭州民生立德医疗科技有限公司","杭州民生立德医疗科技有限公司","2b6ad06b-9909-11ec-b3f8-90e2ba8d9d30","软组织水平牙种植体及附件-覆盖螺丝","RC","TCSR",null,"C0702041390200104560","C07020413902001045600000004",null,"申报企业自主确认为非招标产品、非中选产品或中选部件的附件（如覆盖螺丝、中央螺丝等）产品之一"]
["6403b967-990c-11ec-b3f8-90e2ba8d9d30","7f08c48d-95df-11ec-b3f8-90e2ba8d9d30","国械注准20223170101","软组织水平牙种植体及附件","杭州民生立德医疗科技有限公司","杭州民生立德医疗科技有限公司","2b6ad06b-9909-11ec-b3f8-90e2ba8d9d30","软组织水平牙种植体及附件-覆盖螺丝","WC","TCSW",null,"C0702041390200104560","C07020413902001045600000005",null,"申报企业自主确认为非招标产品、非中选产品或中选部件的附件（如覆盖螺丝、中央螺丝等）产品之一"]
["6403bb3c-990c-11ec-b3f8-90e2ba8d9d30","7f08c48d-95df-11ec-b3f8-90e2ba8d9d30","国械注准20223170101","软组织水平牙种植体及附件","杭州民生立德医疗科技有限公司","杭州民生立德医疗科技有限公司","2b6ad06b-9909-11ec-b3f8-90e2ba8d9d30","软组织水平牙种植体及附件-覆盖螺丝","WC","TCVSW",null,"C0702041390200104560","C07020413902001045600000006",null,"申报企业自主确认为非招标产品、非中选产品或中选部件的附件（如覆盖螺丝、中央螺丝等）产品之一"]
["0c64b2ba-2a70-11ed-9447-b4055d63f15c","1a1a00bb-0483-11ec-b658-0050568f9c84","国械注进20173170455","基台 DIO Implant","韩国迪耀株式会社 DIO Corporation","北京迪耀科贸有限公司","32166984-29c8-11ed-9447-b4055d63f15c","基台","SSTA 4530H","SSTA 4530H","纯钛","C0702021380000212500","C07020213800002125000000001","0880004942707120211210111214755","申报企业自主确认为非招标产品、非中选产品或中选部件的附件（如覆盖螺丝、中央螺丝等）产品之一"]
["b4f9d117-2a6f-11ed-9447-b4055d63f15c","1a1a00bb-0483-11ec-b658-0050568f9c84","国械注进20173170455","基台 DIO Implant","韩国迪耀株式会社 DIO Corporation","北京迪耀科贸有限公司","32166984-29c8-11ed-9447-b4055d63f15c","基台","SSTA 4530N","SSTA 4530N","纯钛","C0702021380000212500","C07020213800002125000000002","0880004942708820211210111214757","申报企业自主确认为非招标产品、非中选产品或中选部件的附件（如覆盖螺丝、中央螺丝等）产品之一"]
["df79ce58-2a6f-11ed-9447-b4055d63f15c","1a1a00bb-0483-11ec-b658-0050568f9c84","国械注进20173170455","基台 DIO Implant","韩国迪耀株式会社 DIO Corporation","北京迪耀科贸有限公司","32166984-29c8-11ed-9447-b4055d63f15c","基台","SSTA 4510H","SSTA 4510H","纯钛","C0702021380000212500","C07020213800002125000000003","0880004942705720211210111214754","申报企业自主确认为非招标产品、非中选产品或中选部件的附件（如覆盖螺丝、中央螺丝等）产品之一"]
["fae80a55-2a6f-11ed-9447-b4055d63f15c","1a1a00bb-0483-11ec-b658-0050568f9c84","国械注进20173170455","基台 DIO Implant","韩国迪耀株式会社 DIO Corporation","北京迪耀科贸有限公司","32166984-29c8-11ed-9447-b4055d63f15c","基台","SSTA 4510N","SSTA 4510N","纯钛","C0702021380000212500","C07020213800002125000000004","0880004942706420211210111214756","申报企业自主确认为非招标产品、非中选产品或中选部件的附件（如覆盖螺丝、中央螺丝等）产品之一"]
["169b9381-2904-11ed-9447-b4055d63f15c","1a1a00bb-0483-11ec-b658-0050568f9c84","国械注进20173170455","基台 DIO Implant","韩国迪耀株式会社 DIO Corporation","北京迪耀科贸有限公司","5482502b-0565-11ec-b658-0050568f9c84","基台","ITC 60010N","ITC 60010N","纯钛","C0702031380300012500","C07020313803000125000000001","0880004941691420211210111214765","申报企业自主确认为非招标产品、非中选产品或中选部件的附件（如覆盖螺丝、中央螺丝等）产品之一"]
["32a0c8ae-2904-11ed-9447-b4055d63f15c","1a1a00bb-0483-11ec-b658-0050568f9c84","国械注进20173170455","基台 DIO Implant","韩国迪耀株式会社 DIO Corporation","北京迪耀科贸有限公司","5482502b-0565-11ec-b658-0050568f9c84","基台","ITC 60010","ITC 60010","纯钛","C0702031380300012500","C07020313803000125000000002","0880004941690720211210111214764","申报企业自主确认为非招标产品、非中选产品或中选部件的附件（如覆盖螺丝、中央螺丝等）产品之一"]
["919ce005-2905-11ed-9447-b4055d63f15c","1a1a00bb-0483-11ec-b658-0050568f9c84","国械注进20173170455","基台 DIO Implant","韩国迪耀株式会社 DIO Corporation","北京迪耀科贸有限公司","5482502b-0565-11ec-b658-0050568f9c84","基台","ITC 48010N","ITC 48010N","纯钛","C0702031380300012500","C07020313803000125000000067","0880004941689120211210111214763","申报企业自主确认为非招标产品、非中选产品或中选部件的附件（如覆盖螺丝、中央螺丝等）产品之一"]
["ad6abfa3-2905-11ed-9447-b4055d63f15c","1a1a00bb-0483-11ec-b658-0050568f9c84","国械注进20173170455","基台 DIO Implant","韩国迪耀株式会社 DIO Corporation","北京迪耀科贸有限公司","5482502b-0565-11ec-b658-0050568f9c84","基台","ITC 48010","ITC 48010","纯钛","C0702031380300012500","C07020313803000125000000073","0880004941688420211210111214762","申报企业自主确认为非招标产品、非中选产品或中选部件的附件（如覆盖螺丝、中央螺丝等）产品之一"]
["b3d04517-a131-11ed-9447-b4055d63f15c","b8d72cb3-3b9f-11eb-abe2-fa163e311f19","国械注进20153173909","种植体系统 UF Fixture","韩国迪耀株式会社 DIO Corporation","北京迪耀科贸有限公司","f75d5612-97d6-11ed-9447-b4055d63f15c","种植体系统-覆盖螺丝","SSCS 3400","SSCS 3400","纯钛","C0702041390200112500","C07020413902001125000000011","088000492875522021121011103674","申报企业自主确认为非招标产品、非中选产品或中选部件的附件（如覆盖螺丝、中央螺丝等）产品之一"]
["11985a2b-c99d-11eb-a006-0050568f9c84","bbc58f07-547b-11eb-bb5e-fa163e311f19","国械注进20193170529","基台及附件Multi-unit Abutment","韩国迪耀株式会社DIO Corporation","北京迪耀科贸有限公司","7b5442e4-c909-11eb-a006-0050568f9c84","基台及附件","MASC 2006","MASC 2006","钛合金","C0702021380100112500","C07020213801001125000000076","0880004928653120211210111214453","申报企业自主确认为非招标产品、非中选产品或中选部件的附件（如覆盖螺丝、中央螺丝等）产品之一"]
["11994ccc-c99d-11eb-a006-0050568f9c84","bbc58f07-547b-11eb-bb5e-fa163e311f19","国械注进20193170529","基台及附件Multi-unit Abutment","韩国迪耀株式会社DIO Corporation","北京迪耀科贸有限公司","7b5442e4-c909-11eb-a006-0050568f9c84","基台及附件","MHCSC 1604","MHCSC 1604","钛合金","C0702021380100112500","C07020213801001125000000077","0880616909735420211210111214473","申报企业自主确认为非招标产品、非中选产品或中选部件的附件（如覆盖螺丝、中央螺丝等）产品之一"]
["11a5ac01-c99d-11eb-a006-0050568f9c84","bbc58f07-547b-11eb-bb5e-fa163e311f19","国械注进20193170529","基台及附件Multi-unit Abutment","韩国迪耀株式会社DIO Corporation","北京迪耀科贸有限公司","7b5442e4-c909-11eb-a006-0050568f9c84","基台及附件","MSC 1604","MSC 1604","钛合金","C0702021380100112500","C07020213801001125000000078","0880004928658620211210111214478","申报企业自主确认为非招标产品、非中选产品或中选部件的附件（如覆盖螺丝、中央螺丝等）产品之一"]
["18a85284-c90e-11eb-a006-0050568f9c84","bbc58f07-547b-11eb-bb5e-fa163e311f19","国械注进20193170529","基台及附件Multi-unit Abutment","韩国迪耀株式会社DIO Corporation","北京迪耀科贸有限公司","7b5442e4-c909-11eb-a006-0050568f9c84","基台及附件","MSA 4804","MSA 4804","钛合金","C0702021380100112500","C07020213801001125000000079","0880004925139320211210111214482","申报企业自主确认为非招标产品、非中选产品或中选部件的附件（如覆盖螺丝、中央螺丝等）产品之一"]
["18a85894-c90e-11eb-a006-0050568f9c84","bbc58f07-547b-11eb-bb5e-fa163e311f19","国械注进20193170529","基台及附件Multi-unit Abutment","韩国迪耀株式会社DIO Corporation","北京迪耀科贸有限公司","7b5442e4-c909-11eb-a006-0050568f9c84","基台及附件","MSA 4801","MSA 4801","钛合金","C0702021380100112500","C07020213801001125000000080","0880004925136220211210111214479","申报企业自主确认为非招标产品、非中选产品或中选部件的附件（如覆盖螺丝、中央螺丝等）产品之一"]
["18a86a7c-c90e-11eb-a006-0050568f9c84","bbc58f07-547b-11eb-bb5e-fa163e311f19","国械注进20193170529","基台及附件Multi-unit Abutment","韩国迪耀株式会社DIO Corporation","北京迪耀科贸有限公司","7b5442e4-c909-11eb-a006-0050568f9c84","基台及附件","MSA 4802","MSA 4802","钛合金","C0702021380100112500","C07020213801001125000000081","0880004925137920211210111214480","申报企业自主确认为非招标产品、非中选产品或中选部件的附件（如覆盖螺丝、中央螺丝等）产品之一"]
["18a872d2-c90e-11eb-a006-0050568f9c84","bbc58f07-547b-11eb-bb5e-fa163e311f19","国械注进20193170529","基台及附件Multi-unit Abutment","韩国迪耀株式会社DIO Corporation","北京迪耀科贸有限公司","7b5442e4-c909-11eb-a006-0050568f9c84","基台及附件","MSA 4803","MSA 4803","钛合金","C0702021380100112500","C07020213801001125000000082","0880004925138620211210111214481","申报企业自主确认为非招标产品、非中选产品或中选部件的附件（如覆盖螺丝、中央螺丝等）产品之一"]
["42c3c128-c90b-11eb-a006-0050568f9c84","bbc58f07-547b-11eb-bb5e-fa163e311f19","国械注进20193170529","基台及附件Multi-unit Abutment","韩国迪耀株式会社DIO Corporation","北京迪耀科贸有限公司","7b5442e4-c909-11eb-a006-0050568f9c84","基台及附件","MAA 484520HN","MAA 484520HN","钛合金","C0702021380100112500","C07020213801001125000000172","0880004925105820211210111214485","申报企业自主确认为非招标产品、非中选产品或中选部件的附件（如覆盖螺丝、中央螺丝等）产品之一"]
["42c532a6-c90b-11eb-a006-0050568f9c84","bbc58f07-547b-11eb-bb5e-fa163e311f19","国械注进20193170529","基台及附件Multi-unit Abutment","韩国迪耀株式会社DIO Corporation","北京迪耀科贸有限公司","7b5442e4-c909-11eb-a006-0050568f9c84","基台及附件","MAA 482520HN","MAA 482520HN","钛合金","C0702021380100112500","C07020213801001125000000173","0880004925099020211210111214483","申报企业自主确认为非招标产品、非中选产品或中选部件的附件（如覆盖螺丝、中央螺丝等）产品之一"]
["42c5b677-c90b-11eb-a006-0050568f9c84","bbc58f07-547b-11eb-bb5e-fa163e311f19","国械注进20193170529","基台及附件Multi-unit Abutment","韩国迪耀株式会社DIO Corporation","北京迪耀科贸有限公司","7b5442e4-c909-11eb-a006-0050568f9c84","基台及附件","MAA 484520H","MAA 484520H","钛合金","C0702021380100112500","C07020213801001125000000174","0880004925104120211210111214492","申报企业自主确认为非招标产品、非中选产品或中选部件的附件（如覆盖螺丝、中央螺丝等）产品之一"]
["42c5b890-c90b-11eb-a006-0050568f9c84","bbc58f07-547b-11eb-bb5e-fa163e311f19","国械注进20193170529","基台及附件Multi-unit Abutment","韩国迪耀株式会社DIO Corporation","北京迪耀科贸有限公司","7b5442e4-c909-11eb-a006-0050568f9c84","基台及附件","MAA 482520H","MAA 482520H","钛合金","C0702021380100112500","C07020213801001125000000175","0880004925098320211210111214490","申报企业自主确认为非招标产品、非中选产品或中选部件的附件（如覆盖螺丝、中央螺丝等）产品之一"]
["42c70de2-c90b-11eb-a006-0050568f9c84","bbc58f07-547b-11eb-bb5e-fa163e311f19","国械注进20193170529","基台及附件Multi-unit Abutment","韩国迪耀株式会社DIO Corporation","北京迪耀科贸有限公司","7b5442e4-c909-11eb-a006-0050568f9c84","基台及附件","MAA 483520HN","MAA 483520HN","钛合金","C0702021380100112500","C07020213801001125000000176","0880004925101020211210111214484","申报企业自主确认为非招标产品、非中选产品或中选部件的附件（如覆盖螺丝、中央螺丝等）产品之一"]
["42c8863b-c90b-11eb-a006-0050568f9c84","bbc58f07-547b-11eb-bb5e-fa163e311f19","国械注进20193170529","基台及附件Multi-unit Abutment","韩国迪耀株式会社DIO Corporation","北京迪耀科贸有限公司","7b5442e4-c909-11eb-a006-0050568f9c84","基台及附件","MAA 484530H","MAA 484530H","钛合金","C0702021380100112500","C07020213801001125000000177","0880004925106520211210111214495","申报企业自主确认为非招标产品、非中选产品或中选部件的附件（如覆盖螺丝、中央螺丝等）产品之一"]
["42ca5227-c90b-11eb-a006-0050568f9c84","bbc58f07-547b-11eb-bb5e-fa163e311f19","国械注进20193170529","基台及附件Multi-unit Abutment","韩国迪耀株式会社DIO Corporation","北京迪耀科贸有限公司","7b5442e4-c909-11eb-a006-0050568f9c84","基台及附件","MAA 485520HN","MAA 485520HN","钛合金","C0702021380100112500","C07020213801001125000000178","0880004925109620211210111214486","申报企业自主确认为非招标产品、非中选产品或中选部件的附件（如覆盖螺丝、中央螺丝等）产品之一"]
["42cb9c35-c90b-11eb-a006-0050568f9c84","bbc58f07-547b-11eb-bb5e-fa163e311f19","国械注进20193170529","基台及附件Multi-unit Abutment","韩国迪耀株式会社DIO Corporation","北京迪耀科贸有限公司","7b5442e4-c909-11eb-a006-0050568f9c84","基台及附件","MAA 485530H","MAA 485530H","钛合金","C0702021380100112500","C07020213801001125000000179","0880004925110220211210111214496","申报企业自主确认为非招标产品、非中选产品或中选部件的附件（如覆盖螺丝、中央螺丝等）产品之一"]
["42cc45d1-c90b-11eb-a006-0050568f9c84","bbc58f07-547b-11eb-bb5e-fa163e311f19","国械注进20193170529","基台及附件Multi-unit Abutment","韩国迪耀株式会社DIO Corporation","北京迪耀科贸有限公司","7b5442e4-c909-11eb-a006-0050568f9c84","基台及附件","MAA 483530H","MAA 483530H","钛合金","C0702021380100112500","C07020213801001125000000180","0880004925102720211210111214494","申报企业自主确认为非招标产品、非中选产品或中选部件的附件（如覆盖螺丝、中央螺丝等）产品之一"]
["42cc47b3-c90b-11eb-a006-0050568f9c84","bbc58f07-547b-11eb-bb5e-fa163e311f19","国械注进20193170529","基台及附件Multi-unit Abutment","韩国迪耀株式会社DIO Corporation","北京迪耀科贸有限公司","7b5442e4-c909-11eb-a006-0050568f9c84","基台及附件","MAA 483520H","MAA 483520H","钛合金","C0702021380100112500","C07020213801001125000000181","0880004925100320211210111214491","申报企业自主确认为非招标产品、非中选产品或中选部件的附件（如覆盖螺丝、中央螺丝等）产品之一"]
["42cf8523-c90b-11eb-a006-0050568f9c84","bbc58f07-547b-11eb-bb5e-fa163e311f19","国械注进20193170529","基台及附件Multi-unit Abutment","韩国迪耀株式会社DIO Corporation","北京迪耀科贸有限公司","7b5442e4-c909-11eb-a006-0050568f9c84","基台及附件","MAA 485530HN","MAA 485530HN","钛合金","C0702021380100112500","C07020213801001125000000182","0880004925111920211210111214489","申报企业自主确认为非招标产品、非中选产品或中选部件的附件（如覆盖螺丝、中央螺丝等）产品之一"]
["42d1e7f9-c90b-11eb-a006-0050568f9c84","bbc58f07-547b-11eb-bb5e-fa163e311f19","国械注进20193170529","基台及附件Multi-unit Abutment","韩国迪耀株式会社DIO Corporation","北京迪耀科贸有限公司","7b5442e4-c909-11eb-a006-0050568f9c84","基台及附件","MAA 484530HN","MAA 484530HN","钛合金","C0702021380100112500","C07020213801001125000000183","0880004925107220211210111214488","申报企业自主确认为非招标产品、非中选产品或中选部件的附件（如覆盖螺丝、中央螺丝等）产品之一"]
["42d3666f-c90b-11eb-a006-0050568f9c84","bbc58f07-547b-11eb-bb5e-fa163e311f19","国械注进20193170529","基台及附件Multi-unit Abutment","韩国迪耀株式会社DIO Corporation","北京迪耀科贸有限公司","7b5442e4-c909-11eb-a006-0050568f9c84","基台及附件","MAA 483530HN","MAA 483530HN","钛合金","C0702021380100112500","C07020213801001125000000184","0880004925103420211210111214487","申报企业自主确认为非招标产品、非中选产品或中选部件的附件（如覆盖螺丝、中央螺丝等）产品之一"]
["42d40bbb-c90b-11eb-a006-0050568f9c84","bbc58f07-547b-11eb-bb5e-fa163e311f19","国械注进20193170529","基台及附件Multi-unit Abutment","韩国迪耀株式会社DIO Corporation","北京迪耀科贸有限公司","7b5442e4-c909-11eb-a006-0050568f9c84","基台及附件","MAA 485520H","MAA 485520H","钛合金","C0702021380100112500","C07020213801001125000000185","0880004925108920211210111214493","申报企业自主确认为非招标产品、非中选产品或中选部件的附件（如覆盖螺丝、中央螺丝等）产品之一"]
["9f28630b-c99c-11eb-a006-0050568f9c84","bbc58f07-547b-11eb-bb5e-fa163e311f19","国械注进20193170529","基台及附件Multi-unit Abutment","韩国迪耀株式会社DIO Corporation","北京迪耀科贸有限公司","7b5442e4-c909-11eb-a006-0050568f9c84","基台及附件","MCEM 5408N","MCEM 5408N","钛合金","C0702021380100112500","C07020213801001125000000445","0880004925123220211210111214499","申报企业自主确认为非招标产品、非中选产品或中选部件的附件（如覆盖螺丝、中央螺丝等）产品之一"]
["9f291544-c99c-11eb-a006-0050568f9c84","bbc58f07-547b-11eb-bb5e-fa163e311f19","国械注进20193170529","基台及附件Multi-unit Abutment","韩国迪耀株式会社DIO Corporation","北京迪耀科贸有限公司","7b5442e4-c909-11eb-a006-0050568f9c84","基台及附件","MCEM 5408H","MCEM 5408H","钛合金","C0702021380100112500","C07020213801001125000000446","0880004925122520211210111214498","申报企业自主确认为非招标产品、非中选产品或中选部件的附件（如覆盖螺丝、中央螺丝等）产品之一"]
["9f292efc-c99c-11eb-a006-0050568f9c84","bbc58f07-547b-11eb-bb5e-fa163e311f19","国械注进20193170529","基台及附件Multi-unit Abutment","韩国迪耀株式会社DIO Corporation","北京迪耀科贸有限公司","7b5442e4-c909-11eb-a006-0050568f9c84","基台及附件","MTEM 5412H","MTEM 5412H","钛合金","C0702021380100112500","C07020213801001125000000447","0880004925141620211210111214500","申报企业自主确认为非招标产品、非中选产品或中选部件的附件（如覆盖螺丝、中央螺丝等）产品之一"]
["9f293b80-c99c-11eb-a006-0050568f9c84","bbc58f07-547b-11eb-bb5e-fa163e311f19","国械注进20193170529","基台及附件Multi-unit Abutment","韩国迪耀株式会社DIO Corporation","北京迪耀科贸有限公司","7b5442e4-c909-11eb-a006-0050568f9c84","基台及附件","MTEM 5412N","MTEM 5412N","钛合金","C0702021380100112500","C07020213801001125000000449","0880004925142320211210111214501","申报企业自主确认为非招标产品、非中选产品或中选部件的附件（如覆盖螺丝、中央螺丝等）产品之一"]
["0941bcbe-479b-11ed-9447-b4055d63f15c","d26f70b8-c4d3-11eb-a006-0050568f9c84","国械注进20163170688","基台及配件 UF（II）Abutment and accessories","韩国迪耀株式会社 DIO Corporation","北京迪耀科贸有限公司","425db6b5-479a-11ed-9447-b4055d63f15c","基台及配件-覆盖螺丝","UNSCS 2710","UNSCS 2710","纯钛","C0702041390200112500","C07020413902001125000000003","0880004927268820211210111036682","申报企业自主确认为非招标产品、非中选产品或中选部件的附件（如覆盖螺丝、中央螺丝等）产品之一"]
["564c8512-479b-11ed-9447-b4055d63f15c","d26f70b8-c4d3-11eb-a006-0050568f9c84","国械注进20163170688","基台及配件 UF（II）Abutment and accessories","韩国迪耀株式会社 DIO Corporation","北京迪耀科贸有限公司","425db6b5-479a-11ed-9447-b4055d63f15c","基台及配件-覆盖螺丝","UNSCS 2720","UNSCS 2720","纯钛","C0702041390200112500","C07020413902001125000000004","0880004927269520211210111036683","申报企业自主确认为非招标产品、非中选产品或中选部件的附件（如覆盖螺丝、中央螺丝等）产品之一"]
["590ad096-47a0-11ed-9447-b4055d63f15c","d26f70b8-c4d3-11eb-a006-0050568f9c84","国械注进20163170688","基台及配件 UF（II）Abutment and accessories","韩国迪耀株式会社 DIO Corporation","北京迪耀科贸有限公司","425db6b5-479a-11ed-9447-b4055d63f15c","基台及配件-覆盖螺丝","SSCS 3400","SSCS 3400","纯钛","C0702041390200112500","C07020413902001125000000005",null,"申报企业自主确认为非招标产品、非中选产品或中选部件的附件（如覆盖螺丝、中央螺丝等）产品之一"]
["615d9f11-479b-11ed-9447-b4055d63f15c","d26f70b8-c4d3-11eb-a006-0050568f9c84","国械注进20163170688","基台及配件 UF（II）Abutment and accessories","韩国迪耀株式会社 DIO Corporation","北京迪耀科贸有限公司","425db6b5-479a-11ed-9447-b4055d63f15c","基台及配件-覆盖螺丝","UNSCS 2730","UNSCS 2730","纯钛","C0702041390200112500","C07020413902001125000000006","0880004927270120211210111036684","申报企业自主确认为非招标产品、非中选产品或中选部件的附件（如覆盖螺丝、中央螺丝等）产品之一"]
["ca8088c0-479a-11ed-9447-b4055d63f15c","d26f70b8-c4d3-11eb-a006-0050568f9c84","国械注进20163170688","基台及配件 UF（II）Abutment and accessories","韩国迪耀株式会社 DIO Corporation","北京迪耀科贸有限公司","425db6b5-479a-11ed-9447-b4055d63f15c","基台及配件-覆盖螺丝","SSCS 3410","SSCS 3410","纯钛","C0702041390200112500","C07020413902001125000000007","0880004928757620211210111036374","申报企业自主确认为非招标产品、非中选产品或中选部件的附件（如覆盖螺丝、中央螺丝等）产品之一"]
["d5bd82b6-479a-11ed-9447-b4055d63f15c","d26f70b8-c4d3-11eb-a006-0050568f9c84","国械注进20163170688","基台及配件 UF（II）Abutment and accessories","韩国迪耀株式会社 DIO Corporation","北京迪耀科贸有限公司","425db6b5-479a-11ed-9447-b4055d63f15c","基台及配件-覆盖螺丝","SSCS 3420","SSCS 3420","纯钛","C0702041390200112500","C07020413902001125000000008","0880004928759020211210111036375","申报企业自主确认为非招标产品、非中选产品或中选部件的附件（如覆盖螺丝、中央螺丝等）产品之一"]
["e0d72e4f-479a-11ed-9447-b4055d63f15c","d26f70b8-c4d3-11eb-a006-0050568f9c84","国械注进20163170688","基台及配件 UF（II）Abutment and accessories","韩国迪耀株式会社 DIO Corporation","北京迪耀科贸有限公司","425db6b5-479a-11ed-9447-b4055d63f15c","基台及配件-覆盖螺丝","SSCS 3430","SSCS 3430","纯钛","C0702041390200112500","C07020413902001125000000009","0880004928761320211210111036376","申报企业自主确认为非招标产品、非中选产品或中选部件的附件（如覆盖螺丝、中央螺丝等）产品之一"]
["f018d1ac-479a-11ed-9447-b4055d63f15c","d26f70b8-c4d3-11eb-a006-0050568f9c84","国械注进20163170688","基台及配件 UF（II）Abutment and accessories","韩国迪耀株式会社 DIO Corporation","北京迪耀科贸有限公司","425db6b5-479a-11ed-9447-b4055d63f15c","基台及配件-覆盖螺丝","UNSCS 2700","UNSCS 2700","纯钛","C0702041390200112500","C07020413902001125000000010","0880004928802320211210111036681","申报企业自主确认为非招标产品、非中选产品或中选部件的附件（如覆盖螺丝、中央螺丝等）产品之一"]
["0c338b50-e242-11ec-9447-b4055d63f15c","d26f70b8-c4d3-11eb-a006-0050568f9c84","国械注进20163170688","基台及配件 UF（II）Abutment and accessories","韩国迪耀株式会社 DIO Corporation","北京迪耀科贸有限公司","c453d9d5-054f-11ec-b658-0050568f9c84","基台及配件","UMA 485030N","UMA 485030N","纯钛","C0702021380100112500","C07020213801001125000000046","0880004928161120211210111214410","申报企业自主确认为非招标产品、非中选产品或中选部件的附件（如覆盖螺丝、中央螺丝等）产品之一"]
["0c33d7a1-e242-11ec-9447-b4055d63f15c","d26f70b8-c4d3-11eb-a006-0050568f9c84","国械注进20163170688","基台及配件 UF（II）Abutment and accessories","韩国迪耀株式会社 DIO Corporation","北京迪耀科贸有限公司","c453d9d5-054f-11ec-b658-0050568f9c84","基台及配件","UMA 483030H","UMA 483030H","纯钛","C0702021380100112500","C07020213801001125000000047","0880004928152920211210111214401","申报企业自主确认为非招标产品、非中选产品或中选部件的附件（如覆盖螺丝、中央螺丝等）产品之一"]
["0c3402e5-e242-11ec-9447-b4055d63f15c","d26f70b8-c4d3-11eb-a006-0050568f9c84","国械注进20163170688","基台及配件 UF（II）Abutment and accessories","韩国迪耀株式会社 DIO Corporation","北京迪耀科贸有限公司","c453d9d5-054f-11ec-b658-0050568f9c84","基台及配件","UMA 482520H","UMA 482520H","纯钛","C0702021380100112500","C07020213801001125000000048","0880004928148220211210111214397","申报企业自主确认为非招标产品、非中选产品或中选部件的附件（如覆盖螺丝、中央螺丝等）产品之一"]
["0c342e11-e242-11ec-9447-b4055d63f15c","d26f70b8-c4d3-11eb-a006-0050568f9c84","国械注进20163170688","基台及配件 UF（II）Abutment and accessories","韩国迪耀株式会社 DIO Corporation","北京迪耀科贸有限公司","c453d9d5-054f-11ec-b658-0050568f9c84","基台及配件","UMA 483030N","UMA 483030N","纯钛","C0702021380100112500","C07020213801001125000000049","0880004928153620211210111214408","申报企业自主确认为非招标产品、非中选产品或中选部件的附件（如覆盖螺丝、中央螺丝等）产品之一"]
["0c343839-e242-11ec-9447-b4055d63f15c","d26f70b8-c4d3-11eb-a006-0050568f9c84","国械注进20163170688","基台及配件 UF（II）Abutment and accessories","韩国迪耀株式会社 DIO Corporation","北京迪耀科贸有限公司","c453d9d5-054f-11ec-b658-0050568f9c84","基台及配件","UMA 483020N","UMA 483020N","纯钛","C0702021380100112500","C07020213801001125000000050","0880004928151220211210111214405","申报企业自主确认为非招标产品、非中选产品或中选部件的附件（如覆盖螺丝、中央螺丝等）产品之一"]
["0c344168-e242-11ec-9447-b4055d63f15c","d26f70b8-c4d3-11eb-a006-0050568f9c84","国械注进20163170688","基台及配件 UF（II）Abutment and accessories","韩国迪耀株式会社 DIO Corporation","北京迪耀科贸有限公司","c453d9d5-054f-11ec-b658-0050568f9c84","基台及配件","UMA 485020N","UMA 485020N","纯钛","C0702021380100112500","C07020213801001125000000051","0880004928159820211210111214407","申报企业自主确认为非招标产品、非中选产品或中选部件的附件（如覆盖螺丝、中央螺丝等）产品之一"]
["0c344455-e242-11ec-9447-b4055d63f15c","d26f70b8-c4d3-11eb-a006-0050568f9c84","国械注进20163170688","基台及配件 UF（II）Abutment and accessories","韩国迪耀株式会社 DIO Corporation","北京迪耀科贸有限公司","c453d9d5-054f-11ec-b658-0050568f9c84","基台及配件","UMA 484030H","UMA 484030H","纯钛","C0702021380100112500","C07020213801001125000000052","0880004928156720211210111214402","申报企业自主确认为非招标产品、非中选产品或中选部件的附件（如覆盖螺丝、中央螺丝等）产品之一"]
["0c34471e-e242-11ec-9447-b4055d63f15c","d26f70b8-c4d3-11eb-a006-0050568f9c84","国械注进20163170688","基台及配件 UF（II）Abutment and accessories","韩国迪耀株式会社 DIO Corporation","北京迪耀科贸有限公司","c453d9d5-054f-11ec-b658-0050568f9c84","基台及配件","UMA 484020H","UMA 484020H","纯钛","C0702021380100112500","C07020213801001125000000053","0880004928154320211210111214399","申报企业自主确认为非招标产品、非中选产品或中选部件的附件（如覆盖螺丝、中央螺丝等）产品之一"]
["0c344fb1-e242-11ec-9447-b4055d63f15c","d26f70b8-c4d3-11eb-a006-0050568f9c84","国械注进20163170688","基台及配件 UF（II）Abutment and accessories","韩国迪耀株式会社 DIO Corporation","北京迪耀科贸有限公司","c453d9d5-054f-11ec-b658-0050568f9c84","基台及配件","UMA 485030H","UMA 485030H","纯钛","C0702021380100112500","C07020213801001125000000054","0880004928160420211210111214403","申报企业自主确认为非招标产品、非中选产品或中选部件的附件（如覆盖螺丝、中央螺丝等）产品之一"]
["0c3452a8-e242-11ec-9447-b4055d63f15c","d26f70b8-c4d3-11eb-a006-0050568f9c84","国械注进20163170688","基台及配件 UF（II）Abutment and accessories","韩国迪耀株式会社 DIO Corporation","北京迪耀科贸有限公司","c453d9d5-054f-11ec-b658-0050568f9c84","基台及配件","UMA 484020N","UMA 484020N","纯钛","C0702021380100112500","C07020213801001125000000055","0880004928155020211210111214406","申报企业自主确认为非招标产品、非中选产品或中选部件的附件（如覆盖螺丝、中央螺丝等）产品之一"]
["0c345575-e242-11ec-9447-b4055d63f15c","d26f70b8-c4d3-11eb-a006-0050568f9c84","国械注进20163170688","基台及配件 UF（II）Abutment and accessories","韩国迪耀株式会社 DIO Corporation","北京迪耀科贸有限公司","c453d9d5-054f-11ec-b658-0050568f9c84","基台及配件","UMA 485020H","UMA 485020H","纯钛","C0702021380100112500","C07020213801001125000000056","0880004928158120211210111214400","申报企业自主确认为非招标产品、非中选产品或中选部件的附件（如覆盖螺丝、中央螺丝等）产品之一"]
["0c347906-e242-11ec-9447-b4055d63f15c","d26f70b8-c4d3-11eb-a006-0050568f9c84","国械注进20163170688","基台及配件 UF（II）Abutment and accessories","韩国迪耀株式会社 DIO Corporation","北京迪耀科贸有限公司","c453d9d5-054f-11ec-b658-0050568f9c84","基台及配件","UMA 483020H","UMA 483020H","纯钛","C0702021380100112500","C07020213801001125000000057","0880004928150520211210111214398","申报企业自主确认为非招标产品、非中选产品或中选部件的附件（如覆盖螺丝、中央螺丝等）产品之一"]
["0c34869e-e242-11ec-9447-b4055d63f15c","d26f70b8-c4d3-11eb-a006-0050568f9c84","国械注进20163170688","基台及配件 UF（II）Abutment and accessories","韩国迪耀株式会社 DIO Corporation","北京迪耀科贸有限公司","c453d9d5-054f-11ec-b658-0050568f9c84","基台及配件","UMA 484030N","UMA 484030N","纯钛","C0702021380100112500","C07020213801001125000000058","0880004928157420211210111214409","申报企业自主确认为非招标产品、非中选产品或中选部件的附件（如覆盖螺丝、中央螺丝等）产品之一"]
["0c349126-e242-11ec-9447-b4055d63f15c","d26f70b8-c4d3-11eb-a006-0050568f9c84","国械注进20163170688","基台及配件 UF（II）Abutment and accessories","韩国迪耀株式会社 DIO Corporation","北京迪耀科贸有限公司","c453d9d5-054f-11ec-b658-0050568f9c84","基台及配件","UMA 482520N","UMA 482520N","纯钛","C0702021380100112500","C07020213801001125000000059","0880004928149920211210111214404","申报企业自主确认为非招标产品、非中选产品或中选部件的附件（如覆盖螺丝、中央螺丝等）产品之一"]
["43f7fa78-2a73-11ed-9447-b4055d63f15c","d26f70b8-c4d3-11eb-a006-0050568f9c84","国械注进20163170688","基台及配件 UF（II）Abutment and accessories","韩国迪耀株式会社 DIO Corporation","北京迪耀科贸有限公司","c453d9d5-054f-11ec-b658-0050568f9c84","基台及配件","UNSTA 4010H","UNSTA 4010H","纯钛","C0702021380100112500","C07020213801001125000000186","0880004942869620211210111036713","申报企业自主确认为非招标产品、非中选产品或中选部件的附件（如覆盖螺丝、中央螺丝等）产品之一"]
["4fd3ed4b-2a73-11ed-9447-b4055d63f15c","d26f70b8-c4d3-11eb-a006-0050568f9c84","国械注进20163170688","基台及配件 UF（II）Abutment and accessories","韩国迪耀株式会社 DIO Corporation","北京迪耀科贸有限公司","c453d9d5-054f-11ec-b658-0050568f9c84","基台及配件","UNSTA 4030H","UNSTA 4030H","纯钛","C0702021380100112500","C07020213801001125000000220","0880004942871920211210111036714","申报企业自主确认为非招标产品、非中选产品或中选部件的附件（如覆盖螺丝、中央螺丝等）产品之一"]
["67321ad0-0563-11ec-b658-0050568f9c84","d26f70b8-c4d3-11eb-a006-0050568f9c84","国械注进20163170688","基台及配件 UF（II）Abutment and accessories","韩国迪耀株式会社 DIO Corporation","北京迪耀科贸有限公司","c453d9d5-054f-11ec-b658-0050568f9c84","基台及配件","UCA4801","UCA4801","纯钛","C0702021380100112500","C07020213801001125000000004","0880004927163620211210111214394","申报企业自主确认为非招标产品、非中选产品或中选部件的附件（如覆盖螺丝、中央螺丝等）产品之一"]
["67343b78-0563-11ec-b658-0050568f9c84","d26f70b8-c4d3-11eb-a006-0050568f9c84","国械注进20163170688","基台及配件 UF（II）Abutment and accessories","韩国迪耀株式会社 DIO Corporation","北京迪耀科贸有限公司","c453d9d5-054f-11ec-b658-0050568f9c84","基台及配件","UCA4803","UCA4803","纯钛","C0702021380100112500","C07020213801001125000000005","0880004927164320211210111214395","申报企业自主确认为非招标产品、非中选产品或中选部件的附件（如覆盖螺丝、中央螺丝等）产品之一"]
["67363772-0563-11ec-b658-0050568f9c84","d26f70b8-c4d3-11eb-a006-0050568f9c84","国械注进20163170688","基台及配件 UF（II）Abutment and accessories","韩国迪耀株式会社 DIO Corporation","北京迪耀科贸有限公司","c453d9d5-054f-11ec-b658-0050568f9c84","基台及配件","UCA4802","UCA4802","纯钛","C0702021380100112500","C07020213801001125000000006","0880004927165020211210111214396","申报企业自主确认为非招标产品、非中选产品或中选部件的附件（如覆盖螺丝、中央螺丝等）产品之一"]
["684446f3-2a73-11ed-9447-b4055d63f15c","d26f70b8-c4d3-11eb-a006-0050568f9c84","国械注进20163170688","基台及配件 UF（II）Abutment and accessories","韩国迪耀株式会社 DIO Corporation","北京迪耀科贸有限公司","c453d9d5-054f-11ec-b658-0050568f9c84","基台及配件","UNSTA 4010N","UNSTA 4010N","纯钛","C0702021380100112500","C07020213801001125000000226","0880004942870220211210111036715","申报企业自主确认为非招标产品、非中选产品或中选部件的附件（如覆盖螺丝、中央螺丝等）产品之一"]
["73cdcc71-2a73-11ed-9447-b4055d63f15c","d26f70b8-c4d3-11eb-a006-0050568f9c84","国械注进20163170688","基台及配件 UF（II）Abutment and accessories","韩国迪耀株式会社 DIO Corporation","北京迪耀科贸有限公司","c453d9d5-054f-11ec-b658-0050568f9c84","基台及配件","UNSTA 4030N","UNSTA 4030N","纯钛","C0702021380100112500","C07020213801001125000000435","0880004942872620211210111036716","申报企业自主确认为非招标产品、非中选产品或中选部件的附件（如覆盖螺丝、中央螺丝等）产品之一"]
["b4dd6b74-50c3-11ec-921a-0050568f9c84","c4ac0d72-3d1b-11eb-abe2-fa163e311f19","国械注进20173637158","基台及附件 DIO Implant","韩国迪耀株式会社 DIO Corporation","北京迪耀科贸有限公司","4008b788-50c2-11ec-921a-0050568f9c84","基台及附件","BC 5004","BC 5004","钛合金","C0702041390200512500","C07020413902005125000000004","088000492422922021121011152283","申报企业自主确认为非招标产品、非中选产品或中选部件的附件（如覆盖螺丝、中央螺丝等）产品之一"]
["b9d6eb4e-50c3-11ec-921a-0050568f9c84","c4ac0d72-3d1b-11eb-abe2-fa163e311f19","国械注进20173637158","基台及附件 DIO Implant","韩国迪耀株式会社 DIO Corporation","北京迪耀科贸有限公司","4008b788-50c2-11ec-921a-0050568f9c84","基台及附件","MBC 3803","MBC 3803","钛合金","C0702041390200512500","C07020413902005125000000005","088000492511572021121011152284","申报企业自主确认为非招标产品、非中选产品或中选部件的附件（如覆盖螺丝、中央螺丝等）产品之一"]
["4b7e2284-469a-11ec-921a-0050568f9c84","398a54f3-32e7-11ec-921a-0050568f9c84","国械注进20163171314","种植体系统","韩国新世纪医疗技术有限公司SHINSAEGI MEDI-TECH Co.,Ltd","廊坊市恩嘉医疗器械有限公司","4392faae-4698-11ec-921a-0050568f9c84","种植体系统","锁紧基台螺丝","SSLN4535","金属","C0702041390200516274","C07020413902005162740000001",null,"申报企业自主确认为非招标产品、非中选产品或中选部件的附件（如覆盖螺丝、中央螺丝等）产品之一"]
["4b80db4a-469a-11ec-921a-0050568f9c84","398a54f3-32e7-11ec-921a-0050568f9c84","国械注进20163171314","种植体系统","韩国新世纪医疗技术有限公司SHINSAEGI MEDI-TECH Co.,Ltd","廊坊市恩嘉医疗器械有限公司","4392faae-4698-11ec-921a-0050568f9c84","种植体系统","锁紧基台螺丝","SSLW6535","金属","C0702041390200516274","C07020413902005162740000002",null,"申报企业自主确认为非招标产品、非中选产品或中选部件的附件（如覆盖螺丝、中央螺丝等）产品之一"]
["4b8297c3-469a-11ec-921a-0050568f9c84","398a54f3-32e7-11ec-921a-0050568f9c84","国械注进20163171314","种植体系统","韩国新世纪医疗技术有限公司SHINSAEGI MEDI-TECH Co.,Ltd","廊坊市恩嘉医疗器械有限公司","4392faae-4698-11ec-921a-0050568f9c84","种植体系统","锁紧基台螺丝","SSLN4545","金属","C0702041390200516274","C07020413902005162740000003",null,"申报企业自主确认为非招标产品、非中选产品或中选部件的附件（如覆盖螺丝、中央螺丝等）产品之一"]
["4b83e707-469a-11ec-921a-0050568f9c84","398a54f3-32e7-11ec-921a-0050568f9c84","国械注进20163171314","种植体系统","韩国新世纪医疗技术有限公司SHINSAEGI MEDI-TECH Co.,Ltd","廊坊市恩嘉医疗器械有限公司","4392faae-4698-11ec-921a-0050568f9c84","种植体系统","锁紧基台螺丝","SSLR5525","金属","C0702041390200516274","C07020413902005162740000004",null,"申报企业自主确认为非招标产品、非中选产品或中选部件的附件（如覆盖螺丝、中央螺丝等）产品之一"]
["4b85d24a-469a-11ec-921a-0050568f9c84","398a54f3-32e7-11ec-921a-0050568f9c84","国械注进20163171314","种植体系统","韩国新世纪医疗技术有限公司SHINSAEGI MEDI-TECH Co.,Ltd","廊坊市恩嘉医疗器械有限公司","4392faae-4698-11ec-921a-0050568f9c84","种植体系统","锁紧基台螺丝","SSLN4525","金属","C0702041390200516274","C07020413902005162740000005",null,"申报企业自主确认为非招标产品、非中选产品或中选部件的附件（如覆盖螺丝、中央螺丝等）产品之一"]
["4b884cfc-469a-11ec-921a-0050568f9c84","398a54f3-32e7-11ec-921a-0050568f9c84","国械注进20163171314","种植体系统","韩国新世纪医疗技术有限公司SHINSAEGI MEDI-TECH Co.,Ltd","廊坊市恩嘉医疗器械有限公司","4392faae-4698-11ec-921a-0050568f9c84","种植体系统","基台螺丝","SSA001","金属","C0702041390200516274","C07020413902005162740000006",null,"申报企业自主确认为非招标产品、非中选产品或中选部件的附件（如覆盖螺丝、中央螺丝等）产品之一"]
["4b886506-469a-11ec-921a-0050568f9c84","398a54f3-32e7-11ec-921a-0050568f9c84","国械注进20163171314","种植体系统","韩国新世纪医疗技术有限公司SHINSAEGI MEDI-TECH Co.,Ltd","廊坊市恩嘉医疗器械有限公司","4392faae-4698-11ec-921a-0050568f9c84","种植体系统","锁紧基台螺丝","SSLW6525","金属","C0702041390200516274","C07020413902005162740000007",null,"申报企业自主确认为非招标产品、非中选产品或中选部件的附件（如覆盖螺丝、中央螺丝等）产品之一"]
["4b8866dd-469a-11ec-921a-0050568f9c84","398a54f3-32e7-11ec-921a-0050568f9c84","国械注进20163171314","种植体系统","韩国新世纪医疗技术有限公司SHINSAEGI MEDI-TECH Co.,Ltd","廊坊市恩嘉医疗器械有限公司","4392faae-4698-11ec-921a-0050568f9c84","种植体系统","锁紧基台螺丝","SSLR5545","金属","C0702041390200516274","C07020413902005162740000008",null,"申报企业自主确认为非招标产品、非中选产品或中选部件的附件（如覆盖螺丝、中央螺丝等）产品之一"]
["4b8869c7-469a-11ec-921a-0050568f9c84","398a54f3-32e7-11ec-921a-0050568f9c84","国械注进20163171314","种植体系统","韩国新世纪医疗技术有限公司SHINSAEGI MEDI-TECH Co.,Ltd","廊坊市恩嘉医疗器械有限公司","4392faae-4698-11ec-921a-0050568f9c84","种植体系统","锁紧基台螺丝","SSLW6545","金属","C0702041390200516274","C07020413902005162740000009",null,"申报企业自主确认为非招标产品、非中选产品或中选部件的附件（如覆盖螺丝、中央螺丝等）产品之一"]
["4b886b69-469a-11ec-921a-0050568f9c84","398a54f3-32e7-11ec-921a-0050568f9c84","国械注进20163171314","种植体系统","韩国新世纪医疗技术有限公司SHINSAEGI MEDI-TECH Co.,Ltd","廊坊市恩嘉医疗器械有限公司","4392faae-4698-11ec-921a-0050568f9c84","种植体系统","锁紧基台螺丝","SSLN4515","金属","C0702041390200516274","C07020413902005162740000010",null,"申报企业自主确认为非招标产品、非中选产品或中选部件的附件（如覆盖螺丝、中央螺丝等）产品之一"]
["4b886cd3-469a-11ec-921a-0050568f9c84","398a54f3-32e7-11ec-921a-0050568f9c84","国械注进20163171314","种植体系统","韩国新世纪医疗技术有限公司SHINSAEGI MEDI-TECH Co.,Ltd","廊坊市恩嘉医疗器械有限公司","4392faae-4698-11ec-921a-0050568f9c84","种植体系统","内八角粘结基台螺丝","ISCT001","金属","C0702041390200516274","C07020413902005162740000011",null,"申报企业自主确认为非招标产品、非中选产品或中选部件的附件（如覆盖螺丝、中央螺丝等）产品之一"]
["4b886e4f-469a-11ec-921a-0050568f9c84","398a54f3-32e7-11ec-921a-0050568f9c84","国械注进20163171314","种植体系统","韩国新世纪医疗技术有限公司SHINSAEGI MEDI-TECH Co.,Ltd","廊坊市恩嘉医疗器械有限公司","4392faae-4698-11ec-921a-0050568f9c84","种植体系统","锁紧基台螺丝","SSLW6515","金属","C0702041390200516274","C07020413902005162740000012",null,"申报企业自主确认为非招标产品、非中选产品或中选部件的附件（如覆盖螺丝、中央螺丝等）产品之一"]
["4b886fb0-469a-11ec-921a-0050568f9c84","398a54f3-32e7-11ec-921a-0050568f9c84","国械注进20163171314","种植体系统","韩国新世纪医疗技术有限公司SHINSAEGI MEDI-TECH Co.,Ltd","廊坊市恩嘉医疗器械有限公司","4392faae-4698-11ec-921a-0050568f9c84","种植体系统","锁紧基台螺丝","SSLR5515","金属","C0702041390200516274","C07020413902005162740000013",null,"申报企业自主确认为非招标产品、非中选产品或中选部件的附件（如覆盖螺丝、中央螺丝等）产品之一"]
["4b8871a7-469a-11ec-921a-0050568f9c84","398a54f3-32e7-11ec-921a-0050568f9c84","国械注进20163171314","种植体系统","韩国新世纪医疗技术有限公司SHINSAEGI MEDI-TECH Co.,Ltd","廊坊市恩嘉医疗器械有限公司","4392faae-4698-11ec-921a-0050568f9c84","种植体系统","锁紧基台螺丝","SSLN4510","金属","C0702041390200516274","C07020413902005162740000014",null,"申报企业自主确认为非招标产品、非中选产品或中选部件的附件（如覆盖螺丝、中央螺丝等）产品之一"]
["4b8a094c-469a-11ec-921a-0050568f9c84","398a54f3-32e7-11ec-921a-0050568f9c84","国械注进20163171314","种植体系统","韩国新世纪医疗技术有限公司SHINSAEGI MEDI-TECH Co.,Ltd","廊坊市恩嘉医疗器械有限公司","4392faae-4698-11ec-921a-0050568f9c84","种植体系统","锁紧基台螺丝","SSLR5535","金属","C0702041390200516274","C07020413902005162740000015",null,"申报企业自主确认为非招标产品、非中选产品或中选部件的附件（如覆盖螺丝、中央螺丝等）产品之一"]
["4b8a0b42-469a-11ec-921a-0050568f9c84","398a54f3-32e7-11ec-921a-0050568f9c84","国械注进20163171314","种植体系统","韩国新世纪医疗技术有限公司SHINSAEGI MEDI-TECH Co.,Ltd","廊坊市恩嘉医疗器械有限公司","4392faae-4698-11ec-921a-0050568f9c84","种植体系统","实心角度基台螺丝","ISAT001","金属","C0702041390200516274","C07020413902005162740000016",null,"申报企业自主确认为非招标产品、非中选产品或中选部件的附件（如覆盖螺丝、中央螺丝等）产品之一"]
["c7e4cdab-469a-11ec-921a-0050568f9c84","398a54f3-32e7-11ec-921a-0050568f9c84","国械注进20163171314","种植体系统","韩国新世纪医疗技术有限公司SHINSAEGI MEDI-TECH Co.,Ltd","廊坊市恩嘉医疗器械有限公司","4392faae-4698-11ec-921a-0050568f9c84","种植体系统","八角愈合帽螺丝","ISOC400","金属","C0702041390200516274","C07020413902005162740000017",null,"申报企业自主确认为非招标产品、非中选产品或中选部件的附件（如覆盖螺丝、中央螺丝等）产品之一"]
["431f6fdf-469b-11ec-921a-0050568f9c84","398a54f3-32e7-11ec-921a-0050568f9c84","国械注进20163171314","种植体系统","韩国新世纪医疗技术有限公司SHINSAEGI MEDI-TECH Co.,Ltd","廊坊市恩嘉医疗器械有限公司","70e3bea9-4698-11ec-921a-0050568f9c84","种植体系统-螺丝","覆盖螺丝","ISV400","金属","C0702041390200116274","C07020413902001162740000001",null,"申报企业自主确认为非招标产品、非中选产品或中选部件的附件（如覆盖螺丝、中央螺丝等）产品之一"]
["4320fa32-469b-11ec-921a-0050568f9c84","398a54f3-32e7-11ec-921a-0050568f9c84","国械注进20163171314","种植体系统","韩国新世纪医疗技术有限公司SHINSAEGI MEDI-TECH Co.,Ltd","廊坊市恩嘉医疗器械有限公司","70e3bea9-4698-11ec-921a-0050568f9c84","种植体系统-螺丝","覆盖螺丝","SSV002","金属","C0702041390200116274","C07020413902001162740000002",null,"申报企业自主确认为非招标产品、非中选产品或中选部件的附件（如覆盖螺丝、中央螺丝等）产品之一"]
["4321ec3d-469b-11ec-921a-0050568f9c84","398a54f3-32e7-11ec-921a-0050568f9c84","国械注进20163171314","种植体系统","韩国新世纪医疗技术有限公司SHINSAEGI MEDI-TECH Co.,Ltd","廊坊市恩嘉医疗器械有限公司","70e3bea9-4698-11ec-921a-0050568f9c84","种植体系统-螺丝","覆盖螺丝","ISV600","金属","C0702041390200116274","C07020413902001162740000003",null,"申报企业自主确认为非招标产品、非中选产品或中选部件的附件（如覆盖螺丝、中央螺丝等）产品之一"]
["4321ee3e-469b-11ec-921a-0050568f9c84","398a54f3-32e7-11ec-921a-0050568f9c84","国械注进20163171314","种植体系统","韩国新世纪医疗技术有限公司SHINSAEGI MEDI-TECH Co.,Ltd","廊坊市恩嘉医疗器械有限公司","70e3bea9-4698-11ec-921a-0050568f9c84","种植体系统-螺丝","覆盖螺丝","SSV001","金属","C0702041390200116274","C07020413902001162740000004",null,"申报企业自主确认为非招标产品、非中选产品或中选部件的附件（如覆盖螺丝、中央螺丝等）产品之一"]
["f0138ade-469e-11ec-921a-0050568f9c84","398a54f3-32e7-11ec-921a-0050568f9c84","国械注进20163171314","种植体系统","韩国新世纪医疗技术有限公司SHINSAEGI MEDI-TECH Co.,Ltd","廊坊市恩嘉医疗器械有限公司","70e3bea9-4698-11ec-921a-0050568f9c84","种植体系统-螺丝","柱状螺丝","ISH400","金属","C0702041390200116274","C07020413902001162740000005",null,"申报企业自主确认为非招标产品、非中选产品或中选部件的附件（如覆盖螺丝、中央螺丝等）产品之一"]
["9e2f00c4-5897-11ec-921a-0050568f9c84","b9391890-4e6c-11ec-921a-0050568f9c84","国械注准20213170859","牙科种植体及附件","四川鸿政博恩口腔科技有限公司","四川鸿政博恩口腔科技有限公司","0c9a2a1e-5891-11ec-921a-0050568f9c84","牙科种植体及附件","D3.41 x L5.0","EACS3450","TA4G纯钛","C0702011370100116383","C07020113701001163830000047",null,"申报企业自主确认为非招标产品、非中选产品或中选部件的附件（如覆盖螺丝、中央螺丝等）产品之一"]
["20083ec3-7195-11eb-8968-fa163e311f19","e936e280-6793-11eb-ba25-fa163e311f19","国械注进20153173620","基台及附件","登特司有限公司Dentis Co., Ltd.","西诺医疗器械集团有限公司","a32e86a8982211ecb3f890e2ba8d9d30","基台及附件","5.5mm*13.51mm","DSTA55H","钛合金","C0702021380100100325","C07020213801001003250000030",null,"申报企业自主确认为非招标产品、非中选产品或中选部件的附件（如覆盖螺丝、中央螺丝等）产品之一"]
["20085979-7195-11eb-8968-fa163e311f19","e936e280-6793-11eb-ba25-fa163e311f19","国械注进20153173620","基台及附件","登特司有限公司Dentis Co., Ltd.","西诺医疗器械集团有限公司","a32e86a8982211ecb3f890e2ba8d9d30","基台及附件","4.8mm*13.51mm","DSTA48H","钛合金","C0702021380100100325","C07020213801001003250000031",null,"申报企业自主确认为非招标产品、非中选产品或中选部件的附件（如覆盖螺丝、中央螺丝等）产品之一"]
["20085b52-7195-11eb-8968-fa163e311f19","e936e280-6793-11eb-ba25-fa163e311f19","国械注进20153173620","基台及附件","登特司有限公司Dentis Co., Ltd.","西诺医疗器械集团有限公司","a32e86a8982211ecb3f890e2ba8d9d30","基台及附件","4.5mm*13.51mm","DSTA45H","钛合金","C0702021380100100325","C07020213801001003250000032",null,"申报企业自主确认为非招标产品、非中选产品或中选部件的附件（如覆盖螺丝、中央螺丝等）产品之一"]
["20085d09-7195-11eb-8968-fa163e311f19","e936e280-6793-11eb-ba25-fa163e311f19","国械注进20153173620","基台及附件","登特司有限公司Dentis Co., Ltd.","西诺医疗器械集团有限公司","a32e86a8982211ecb3f890e2ba8d9d30","基台及附件","4.8mm*12.31mm","DSTA48N","钛合金","C0702021380100100325","C07020213801001003250000033",null,"申报企业自主确认为非招标产品、非中选产品或中选部件的附件（如覆盖螺丝、中央螺丝等）产品之一"]
["20085ecd-7195-11eb-8968-fa163e311f19","e936e280-6793-11eb-ba25-fa163e311f19","国械注进20153173620","基台及附件","登特司有限公司Dentis Co., Ltd.","西诺医疗器械集团有限公司","a32e86a8982211ecb3f890e2ba8d9d30","基台及附件","6.5mm*13.51mm","DSTA65H","钛合金","C0702021380100100325","C07020213801001003250000034",null,"申报企业自主确认为非招标产品、非中选产品或中选部件的附件（如覆盖螺丝、中央螺丝等）产品之一"]
["20086068-7195-11eb-8968-fa163e311f19","e936e280-6793-11eb-ba25-fa163e311f19","国械注进20153173620","基台及附件","登特司有限公司Dentis Co., Ltd.","西诺医疗器械集团有限公司","a32e86a8982211ecb3f890e2ba8d9d30","基台及附件","6.5mm*12.31mm","DSTA65N","钛合金","C0702021380100100325","C07020213801001003250000035",null,"申报企业自主确认为非招标产品、非中选产品或中选部件的附件（如覆盖螺丝、中央螺丝等）产品之一"]
["200861ef-7195-11eb-8968-fa163e311f19","e936e280-6793-11eb-ba25-fa163e311f19","国械注进20153173620","基台及附件","登特司有限公司Dentis Co., Ltd.","西诺医疗器械集团有限公司","a32e86a8982211ecb3f890e2ba8d9d30","基台及附件","6.0mm*12.31mm","DSTA60N","钛合金","C0702021380100100325","C07020213801001003250000036",null,"申报企业自主确认为非招标产品、非中选产品或中选部件的附件（如覆盖螺丝、中央螺丝等）产品之一"]
["200863b8-7195-11eb-8968-fa163e311f19","e936e280-6793-11eb-ba25-fa163e311f19","国械注进20153173620","基台及附件","登特司有限公司Dentis Co., Ltd.","西诺医疗器械集团有限公司","a32e86a8982211ecb3f890e2ba8d9d30","基台及附件","6.0mm*13.51mm","DSTA60H","钛合金","C0702021380100100325","C07020213801001003250000037",null,"申报企业自主确认为非招标产品、非中选产品或中选部件的附件（如覆盖螺丝、中央螺丝等）产品之一"]
["2008653c-7195-11eb-8968-fa163e311f19","e936e280-6793-11eb-ba25-fa163e311f19","国械注进20153173620","基台及附件","登特司有限公司Dentis Co., Ltd.","西诺医疗器械集团有限公司","a32e86a8982211ecb3f890e2ba8d9d30","基台及附件","4.5mm*12.31mm","DSTA45N","钛合金","C0702021380100100325","C07020213801001003250000038",null,"申报企业自主确认为非招标产品、非中选产品或中选部件的附件（如覆盖螺丝、中央螺丝等）产品之一"]
["255a8b26-71a4-11eb-8968-fa163e311f19","e936e280-6793-11eb-ba25-fa163e311f19","国械注进20153173620","基台及附件","登特司有限公司Dentis Co., Ltd.","西诺医疗器械集团有限公司","a32e86a8982211ecb3f890e2ba8d9d30","基台及附件","4.0mm*1.0mm","DECAM418N","钛合金","C0702021380100100325","C07020213801001003250000039",null,"申报企业自主确认为非招标产品、非中选产品或中选部件的附件（如覆盖螺丝、中央螺丝等）产品之一"]
["255aae51-71a4-11eb-8968-fa163e311f19","e936e280-6793-11eb-ba25-fa163e311f19","国械注进20153173620","基台及附件","登特司有限公司Dentis Co., Ltd.","西诺医疗器械集团有限公司","a32e86a8982211ecb3f890e2ba8d9d30","基台及附件","6.0mm*4.0mm","DECAR648N","钛合金","C0702021380100100325","C07020213801001003250000040",null,"申报企业自主确认为非招标产品、非中选产品或中选部件的附件（如覆盖螺丝、中央螺丝等）产品之一"]
["255ab16d-71a4-11eb-8968-fa163e311f19","e936e280-6793-11eb-ba25-fa163e311f19","国械注进20153173620","基台及附件","登特司有限公司Dentis Co., Ltd.","西诺医疗器械集团有限公司","a32e86a8982211ecb3f890e2ba8d9d30","基台及附件","4.0mm*2.0mm","DECAM428N","钛合金","C0702021380100100325","C07020213801001003250000041",null,"申报企业自主确认为非招标产品、非中选产品或中选部件的附件（如覆盖螺丝、中央螺丝等）产品之一"]
["255ab32e-71a4-11eb-8968-fa163e311f19","e936e280-6793-11eb-ba25-fa163e311f19","国械注进20153173620","基台及附件","登特司有限公司Dentis Co., Ltd.","西诺医疗器械集团有限公司","a32e86a8982211ecb3f890e2ba8d9d30","基台及附件","4.0mm*4.0mm","DECAM446N","钛合金","C0702021380100100325","C07020213801001003250000042",null,"申报企业自主确认为非招标产品、非中选产品或中选部件的附件（如覆盖螺丝、中央螺丝等）产品之一"]
["255ab579-71a4-11eb-8968-fa163e311f19","e936e280-6793-11eb-ba25-fa163e311f19","国械注进20153173620","基台及附件","登特司有限公司Dentis Co., Ltd.","西诺医疗器械集团有限公司","a32e86a8982211ecb3f890e2ba8d9d30","基台及附件","6.0mm*1.0mm","DECAR616N","钛合金","C0702021380100100325","C07020213801001003250000043",null,"申报企业自主确认为非招标产品、非中选产品或中选部件的附件（如覆盖螺丝、中央螺丝等）产品之一"]
["255ab747-71a4-11eb-8968-fa163e311f19","e936e280-6793-11eb-ba25-fa163e311f19","国械注进20153173620","基台及附件","登特司有限公司Dentis Co., Ltd.","西诺医疗器械集团有限公司","a32e86a8982211ecb3f890e2ba8d9d30","基台及附件","4.0mm*3.0mm","DECAM436N","钛合金","C0702021380100100325","C07020213801001003250000044",null,"申报企业自主确认为非招标产品、非中选产品或中选部件的附件（如覆盖螺丝、中央螺丝等）产品之一"]
["255ab904-71a4-11eb-8968-fa163e311f19","e936e280-6793-11eb-ba25-fa163e311f19","国械注进20153173620","基台及附件","登特司有限公司Dentis Co., Ltd.","西诺医疗器械集团有限公司","a32e86a8982211ecb3f890e2ba8d9d30","基台及附件","6.0mm*2.0mm","DECAR626N","钛合金","C0702021380100100325","C07020213801001003250000045",null,"申报企业自主确认为非招标产品、非中选产品或中选部件的附件（如覆盖螺丝、中央螺丝等）产品之一"]
["255aba87-71a4-11eb-8968-fa163e311f19","e936e280-6793-11eb-ba25-fa163e311f19","国械注进20153173620","基台及附件","登特司有限公司Dentis Co., Ltd.","西诺医疗器械集团有限公司","a32e86a8982211ecb3f890e2ba8d9d30","基台及附件","6.0mm*3.0mm","DECAR638N","钛合金","C0702021380100100325","C07020213801001003250000046",null,"申报企业自主确认为非招标产品、非中选产品或中选部件的附件（如覆盖螺丝、中央螺丝等）产品之一"]
["255abc4d-71a4-11eb-8968-fa163e311f19","e936e280-6793-11eb-ba25-fa163e311f19","国械注进20153173620","基台及附件","登特司有限公司Dentis Co., Ltd.","西诺医疗器械集团有限公司","a32e86a8982211ecb3f890e2ba8d9d30","基台及附件","4.0mm*4.0mm","DECAM448N","钛合金","C0702021380100100325","C07020213801001003250000047",null,"申报企业自主确认为非招标产品、非中选产品或中选部件的附件（如覆盖螺丝、中央螺丝等）产品之一"]
["255abe05-71a4-11eb-8968-fa163e311f19","e936e280-6793-11eb-ba25-fa163e311f19","国械注进20153173620","基台及附件","登特司有限公司Dentis Co., Ltd.","西诺医疗器械集团有限公司","a32e86a8982211ecb3f890e2ba8d9d30","基台及附件","6.0mm*2.0mm","DECAR628N","钛合金","C0702021380100100325","C07020213801001003250000048",null,"申报企业自主确认为非招标产品、非中选产品或中选部件的附件（如覆盖螺丝、中央螺丝等）产品之一"]
["255abf80-71a4-11eb-8968-fa163e311f19","e936e280-6793-11eb-ba25-fa163e311f19","国械注进20153173620","基台及附件","登特司有限公司Dentis Co., Ltd.","西诺医疗器械集团有限公司","a32e86a8982211ecb3f890e2ba8d9d30","基台及附件","5.0mm*4.0mm","DECAR548N","钛合金","C0702021380100100325","C07020213801001003250000049",null,"申报企业自主确认为非招标产品、非中选产品或中选部件的附件（如覆盖螺丝、中央螺丝等）产品之一"]
["255ac123-71a4-11eb-8968-fa163e311f19","e936e280-6793-11eb-ba25-fa163e311f19","国械注进20153173620","基台及附件","登特司有限公司Dentis Co., Ltd.","西诺医疗器械集团有限公司","a32e86a8982211ecb3f890e2ba8d9d30","基台及附件","4.0mm*2.0mm","DECAM426N","钛合金","C0702021380100100325","C07020213801001003250000050",null,"申报企业自主确认为非招标产品、非中选产品或中选部件的附件（如覆盖螺丝、中央螺丝等）产品之一"]
["255ac2b3-71a4-11eb-8968-fa163e311f19","e936e280-6793-11eb-ba25-fa163e311f19","国械注进20153173620","基台及附件","登特司有限公司Dentis Co., Ltd.","西诺医疗器械集团有限公司","a32e86a8982211ecb3f890e2ba8d9d30","基台及附件","4.0mm*3.0mm","DECAM438N","钛合金","C0702021380100100325","C07020213801001003250000051",null,"申报企业自主确认为非招标产品、非中选产品或中选部件的附件（如覆盖螺丝、中央螺丝等）产品之一"]
["255ac428-71a4-11eb-8968-fa163e311f19","e936e280-6793-11eb-ba25-fa163e311f19","国械注进20153173620","基台及附件","登特司有限公司Dentis Co., Ltd.","西诺医疗器械集团有限公司","a32e86a8982211ecb3f890e2ba8d9d30","基台及附件","5.0mm*1.0mm","DECAR518N","钛合金","C0702021380100100325","C07020213801001003250000052",null,"申报企业自主确认为非招标产品、非中选产品或中选部件的附件（如覆盖螺丝、中央螺丝等）产品之一"]
["255ac59d-71a4-11eb-8968-fa163e311f19","e936e280-6793-11eb-ba25-fa163e311f19","国械注进20153173620","基台及附件","登特司有限公司Dentis Co., Ltd.","西诺医疗器械集团有限公司","a32e86a8982211ecb3f890e2ba8d9d30","基台及附件","5.0mm*4.0mm","DECAR546N","钛合金","C0702021380100100325","C07020213801001003250000053",null,"申报企业自主确认为非招标产品、非中选产品或中选部件的附件（如覆盖螺丝、中央螺丝等）产品之一"]
["255ac73a-71a4-11eb-8968-fa163e311f19","e936e280-6793-11eb-ba25-fa163e311f19","国械注进20153173620","基台及附件","登特司有限公司Dentis Co., Ltd.","西诺医疗器械集团有限公司","a32e86a8982211ecb3f890e2ba8d9d30","基台及附件","5.0mm*2.0mm","DECAR528N","钛合金","C0702021380100100325","C07020213801001003250000054",null,"申报企业自主确认为非招标产品、非中选产品或中选部件的附件（如覆盖螺丝、中央螺丝等）产品之一"]
["255ac8b5-71a4-11eb-8968-fa163e311f19","e936e280-6793-11eb-ba25-fa163e311f19","国械注进20153173620","基台及附件","登特司有限公司Dentis Co., Ltd.","西诺医疗器械集团有限公司","a32e86a8982211ecb3f890e2ba8d9d30","基台及附件","6.0mm*1.0mm","DECAR618N","钛合金","C0702021380100100325","C07020213801001003250000055",null,"申报企业自主确认为非招标产品、非中选产品或中选部件的附件（如覆盖螺丝、中央螺丝等）产品之一"]
["255ae5db-71a4-11eb-8968-fa163e311f19","e936e280-6793-11eb-ba25-fa163e311f19","国械注进20153173620","基台及附件","登特司有限公司Dentis Co., Ltd.","西诺医疗器械集团有限公司","a32e86a8982211ecb3f890e2ba8d9d30","基台及附件","5.0mm*1.0mm","DECAR516N","钛合金","C0702021380100100325","C07020213801001003250000056",null,"申报企业自主确认为非招标产品、非中选产品或中选部件的附件（如覆盖螺丝、中央螺丝等）产品之一"]
["255ae7cb-71a4-11eb-8968-fa163e311f19","e936e280-6793-11eb-ba25-fa163e311f19","国械注进20153173620","基台及附件","登特司有限公司Dentis Co., Ltd.","西诺医疗器械集团有限公司","a32e86a8982211ecb3f890e2ba8d9d30","基台及附件","5.0mm*3.0mm","DECAR538N","钛合金","C0702021380100100325","C07020213801001003250000057",null,"申报企业自主确认为非招标产品、非中选产品或中选部件的附件（如覆盖螺丝、中央螺丝等）产品之一"]
["255ae94c-71a4-11eb-8968-fa163e311f19","e936e280-6793-11eb-ba25-fa163e311f19","国械注进20153173620","基台及附件","登特司有限公司Dentis Co., Ltd.","西诺医疗器械集团有限公司","a32e86a8982211ecb3f890e2ba8d9d30","基台及附件","4.0mm*1.0mm","DECAM416N","钛合金","C0702021380100100325","C07020213801001003250000058",null,"申报企业自主确认为非招标产品、非中选产品或中选部件的附件（如覆盖螺丝、中央螺丝等）产品之一"]
["255aeac6-71a4-11eb-8968-fa163e311f19","e936e280-6793-11eb-ba25-fa163e311f19","国械注进20153173620","基台及附件","登特司有限公司Dentis Co., Ltd.","西诺医疗器械集团有限公司","a32e86a8982211ecb3f890e2ba8d9d30","基台及附件","5.0mm*3.0mm","DECAR536N","钛合金","C0702021380100100325","C07020213801001003250000059",null,"申报企业自主确认为非招标产品、非中选产品或中选部件的附件（如覆盖螺丝、中央螺丝等）产品之一"]
["255aec4a-71a4-11eb-8968-fa163e311f19","e936e280-6793-11eb-ba25-fa163e311f19","国械注进20153173620","基台及附件","登特司有限公司Dentis Co., Ltd.","西诺医疗器械集团有限公司","a32e86a8982211ecb3f890e2ba8d9d30","基台及附件","6.0mm*3.0mm","DECAR636N","钛合金","C0702021380100100325","C07020213801001003250000060",null,"申报企业自主确认为非招标产品、非中选产品或中选部件的附件（如覆盖螺丝、中央螺丝等）产品之一"]
["255aee44-71a4-11eb-8968-fa163e311f19","e936e280-6793-11eb-ba25-fa163e311f19","国械注进20153173620","基台及附件","登特司有限公司Dentis Co., Ltd.","西诺医疗器械集团有限公司","a32e86a8982211ecb3f890e2ba8d9d30","基台及附件","6.0mm*4.0mm","DECAR646N","钛合金","C0702021380100100325","C07020213801001003250000061",null,"申报企业自主确认为非招标产品、非中选产品或中选部件的附件（如覆盖螺丝、中央螺丝等）产品之一"]
["255aefbd-71a4-11eb-8968-fa163e311f19","e936e280-6793-11eb-ba25-fa163e311f19","国械注进20153173620","基台及附件","登特司有限公司Dentis Co., Ltd.","西诺医疗器械集团有限公司","a32e86a8982211ecb3f890e2ba8d9d30","基台及附件","5.0mm*2.0mm","DECAR526N","钛合金","C0702021380100100325","C07020213801001003250000062",null,"申报企业自主确认为非招标产品、非中选产品或中选部件的附件（如覆盖螺丝、中央螺丝等）产品之一"]
["83d1e0d7-719f-11eb-8968-fa163e311f19","e936e280-6793-11eb-ba25-fa163e311f19","国械注进20153173620","基台及附件","登特司有限公司Dentis Co., Ltd.","西诺医疗器械集团有限公司","a32e86a8982211ecb3f890e2ba8d9d30","基台及附件","4.0mm*12.0mm","DETMH","钛合金","C0702021380100100325","C07020213801001003250000168",null,"申报企业自主确认为非招标产品、非中选产品或中选部件的附件（如覆盖螺丝、中央螺丝等）产品之一"]
["83d20585-719f-11eb-8968-fa163e311f19","e936e280-6793-11eb-ba25-fa163e311f19","国械注进20153173620","基台及附件","登特司有限公司Dentis Co., Ltd.","西诺医疗器械集团有限公司","a32e86a8982211ecb3f890e2ba8d9d30","基台及附件","4.5mm*12.0mm","DETRH","钛合金","C0702021380100100325","C07020213801001003250000169",null,"申报企业自主确认为非招标产品、非中选产品或中选部件的附件（如覆盖螺丝、中央螺丝等）产品之一"]
["83d20815-719f-11eb-8968-fa163e311f19","e936e280-6793-11eb-ba25-fa163e311f19","国械注进20153173620","基台及附件","登特司有限公司Dentis Co., Ltd.","西诺医疗器械集团有限公司","a32e86a8982211ecb3f890e2ba8d9d30","基台及附件","4.0mm*12.0mm","DETMN","钛合金","C0702021380100100325","C07020213801001003250000170",null,"申报企业自主确认为非招标产品、非中选产品或中选部件的附件（如覆盖螺丝、中央螺丝等）产品之一"]
["83d20a20-719f-11eb-8968-fa163e311f19","e936e280-6793-11eb-ba25-fa163e311f19","国械注进20153173620","基台及附件","登特司有限公司Dentis Co., Ltd.","西诺医疗器械集团有限公司","a32e86a8982211ecb3f890e2ba8d9d30","基台及附件","4.5mm*12.0mm","DETRN","钛合金","C0702021380100100325","C07020213801001003250000171",null,"申报企业自主确认为非招标产品、非中选产品或中选部件的附件（如覆盖螺丝、中央螺丝等）产品之一"]
["83d20c06-719f-11eb-8968-fa163e311f19","e936e280-6793-11eb-ba25-fa163e311f19","国械注进20153173620","基台及附件","登特司有限公司Dentis Co., Ltd.","西诺医疗器械集团有限公司","a32e86a8982211ecb3f890e2ba8d9d30","基台及附件","5.5mm*12.0mm","DETWN","钛合金","C0702021380100100325","C07020213801001003250000172",null,"申报企业自主确认为非招标产品、非中选产品或中选部件的附件（如覆盖螺丝、中央螺丝等）产品之一"]
["83d20df3-719f-11eb-8968-fa163e311f19","e936e280-6793-11eb-ba25-fa163e311f19","国械注进20153173620","基台及附件","登特司有限公司Dentis Co., Ltd.","西诺医疗器械集团有限公司","a32e86a8982211ecb3f890e2ba8d9d30","基台及附件","5.5mm*12.0mm","DETWH","钛合金","C0702021380100100325","C07020213801001003250000173",null,"申报企业自主确认为非招标产品、非中选产品或中选部件的附件（如覆盖螺丝、中央螺丝等）产品之一"]
["e423e93f-6ab2-11eb-8968-fa163e311f19","6977d511-678b-11eb-ba25-fa163e311f19","国械注进20153173616","牙科种植体","登特司有限公司Dentis Co.Ltd.","西诺医疗器械集团有限公司","a33348c0982211ecb3f890e2ba8d9d30","牙科种植体","3.33mm*2mm","DSCSM","Ti-Gr4 符合ASTM F-67纯钛","C0702011370100100325","C07020113701001003250000074",null,"申报企业自主确认为非招标产品、非中选产品或中选部件的附件（如覆盖螺丝、中央螺丝等）产品之一"]
["e424c42c-6ab2-11eb-8968-fa163e311f19","6977d511-678b-11eb-ba25-fa163e311f19","国械注进20153173616","牙科种植体","登特司有限公司Dentis Co.Ltd.","西诺医疗器械集团有限公司","a33348c0982211ecb3f890e2ba8d9d30","牙科种植体","3.8mm*2mm","DSCSS","Ti-Gr4 符合ASTM F-67纯钛","C0702011370100100325","C07020113701001003250000077",null,"申报企业自主确认为非招标产品、非中选产品或中选部件的附件（如覆盖螺丝、中央螺丝等）产品之一"]
["2b4d0f92-8394-11ea-8bcf-fa163e0a8baf","0c0499a6-7ee5-11ea-80a3-fa163e0a8baf","国械注准20193170720","种植体系统","百齿泰（厦门）医疗科技有限公司","百齿泰（厦门）医疗科技有限公司","36e5e47ea11411eca4e190e2ba8d9d30","种植体系统-基台","（直型基台）Φ3.7×4.0mm","IH Ⅵ型","TC4钛合金","C0702021380100111802","C07020213801001118020000001",null,"申报企业自主确认为非招标产品、非中选产品或中选部件的附件（如覆盖螺丝、中央螺丝等）产品之一"]
["2b4d157b-8394-11ea-8bcf-fa163e0a8baf","0c0499a6-7ee5-11ea-80a3-fa163e0a8baf","国械注准20193170720","种植体系统","百齿泰（厦门）医疗科技有限公司","百齿泰（厦门）医疗科技有限公司","36e5e47ea11411eca4e190e2ba8d9d30","种植体系统-基台","（直型基台）Φ3.9×4.0mm","IH Ⅵ型","TC4钛合金","C0702021380100111802","C07020213801001118020000002",null,"申报企业自主确认为非招标产品、非中选产品或中选部件的附件（如覆盖螺丝、中央螺丝等）产品之一"]
["2b4d1792-8394-11ea-8bcf-fa163e0a8baf","0c0499a6-7ee5-11ea-80a3-fa163e0a8baf","国械注准20193170720","种植体系统","百齿泰（厦门）医疗科技有限公司","百齿泰（厦门）医疗科技有限公司","36e5e47ea11411eca4e190e2ba8d9d30","种植体系统-基台","（直型基台）Φ3.5×2.5mm","IH Ⅵ型","TC4钛合金","C0702021380100111802","C07020213801001118020000003",null,"申报企业自主确认为非招标产品、非中选产品或中选部件的附件（如覆盖螺丝、中央螺丝等）产品之一"]
["2b4d1997-8394-11ea-8bcf-fa163e0a8baf","0c0499a6-7ee5-11ea-80a3-fa163e0a8baf","国械注准20193170720","种植体系统","百齿泰（厦门）医疗科技有限公司","百齿泰（厦门）医疗科技有限公司","36e5e47ea11411eca4e190e2ba8d9d30","种植体系统-基台","（直型基台）Φ3.9×3.5mm","IH Ⅵ型","TC4钛合金","C0702021380100111802","C07020213801001118020000004",null,"申报企业自主确认为非招标产品、非中选产品或中选部件的附件（如覆盖螺丝、中央螺丝等）产品之一"]
["2b4d1b54-8394-11ea-8bcf-fa163e0a8baf","0c0499a6-7ee5-11ea-80a3-fa163e0a8baf","国械注准20193170720","种植体系统","百齿泰（厦门）医疗科技有限公司","百齿泰（厦门）医疗科技有限公司","36e5e47ea11411eca4e190e2ba8d9d30","种植体系统-基台","（直型基台）Φ3.5×3.0mm","IH Ⅵ型","TC4钛合金","C0702021380100111802","C07020213801001118020000005",null,"申报企业自主确认为非招标产品、非中选产品或中选部件的附件（如覆盖螺丝、中央螺丝等）产品之一"]
["2b4d1d21-8394-11ea-8bcf-fa163e0a8baf","0c0499a6-7ee5-11ea-80a3-fa163e0a8baf","国械注准20193170720","种植体系统","百齿泰（厦门）医疗科技有限公司","百齿泰（厦门）医疗科技有限公司","36e5e47ea11411eca4e190e2ba8d9d30","种植体系统-基台","（直型基台）Φ3.5×4.0mm","IH Ⅵ型","TC4钛合金","C0702021380100111802","C07020213801001118020000006",null,"申报企业自主确认为非招标产品、非中选产品或中选部件的附件（如覆盖螺丝、中央螺丝等）产品之一"]
["2b4d1ec2-8394-11ea-8bcf-fa163e0a8baf","0c0499a6-7ee5-11ea-80a3-fa163e0a8baf","国械注准20193170720","种植体系统","百齿泰（厦门）医疗科技有限公司","百齿泰（厦门）医疗科技有限公司","36e5e47ea11411eca4e190e2ba8d9d30","种植体系统-基台","（直型基台）Φ3.7×1.5mm","IH Ⅵ型","TC4钛合金","C0702021380100111802","C07020213801001118020000007",null,"申报企业自主确认为非招标产品、非中选产品或中选部件的附件（如覆盖螺丝、中央螺丝等）产品之一"]
["2b4d204d-8394-11ea-8bcf-fa163e0a8baf","0c0499a6-7ee5-11ea-80a3-fa163e0a8baf","国械注准20193170720","种植体系统","百齿泰（厦门）医疗科技有限公司","百齿泰（厦门）医疗科技有限公司","36e5e47ea11411eca4e190e2ba8d9d30","种植体系统-基台","（直型基台）Φ3.9×2.5mm","IH Ⅵ型","TC4钛合金","C0702021380100111802","C07020213801001118020000008",null,"申报企业自主确认为非招标产品、非中选产品或中选部件的附件（如覆盖螺丝、中央螺丝等）产品之一"]
["2b4d2203-8394-11ea-8bcf-fa163e0a8baf","0c0499a6-7ee5-11ea-80a3-fa163e0a8baf","国械注准20193170720","种植体系统","百齿泰（厦门）医疗科技有限公司","百齿泰（厦门）医疗科技有限公司","36e5e47ea11411eca4e190e2ba8d9d30","种植体系统-基台","（直型基台）Φ3.7×3.0mm","IH Ⅵ型","TC4钛合金","C0702021380100111802","C07020213801001118020000009",null,"申报企业自主确认为非招标产品、非中选产品或中选部件的附件（如覆盖螺丝、中央螺丝等）产品之一"]
["2b4d23a1-8394-11ea-8bcf-fa163e0a8baf","0c0499a6-7ee5-11ea-80a3-fa163e0a8baf","国械注准20193170720","种植体系统","百齿泰（厦门）医疗科技有限公司","百齿泰（厦门）医疗科技有限公司","36e5e47ea11411eca4e190e2ba8d9d30","种植体系统-基台","（直型基台）Φ3.7×0.5mm","IH Ⅵ型","TC4钛合金","C0702021380100111802","C07020213801001118020000010",null,"申报企业自主确认为非招标产品、非中选产品或中选部件的附件（如覆盖螺丝、中央螺丝等）产品之一"]
["2b4d2524-8394-11ea-8bcf-fa163e0a8baf","0c0499a6-7ee5-11ea-80a3-fa163e0a8baf","国械注准20193170720","种植体系统","百齿泰（厦门）医疗科技有限公司","百齿泰（厦门）医疗科技有限公司","36e5e47ea11411eca4e190e2ba8d9d30","种植体系统-基台","（直型基台）Φ3.9×3.0mm","IH Ⅵ型","TC4钛合金","C0702021380100111802","C07020213801001118020000011",null,"申报企业自主确认为非招标产品、非中选产品或中选部件的附件（如覆盖螺丝、中央螺丝等）产品之一"]
["2b4d26b8-8394-11ea-8bcf-fa163e0a8baf","0c0499a6-7ee5-11ea-80a3-fa163e0a8baf","国械注准20193170720","种植体系统","百齿泰（厦门）医疗科技有限公司","百齿泰（厦门）医疗科技有限公司","36e5e47ea11411eca4e190e2ba8d9d30","种植体系统-基台","（直型基台）Φ3.7×2.0mm","IH Ⅵ型","TC4钛合金","C0702021380100111802","C07020213801001118020000012",null,"申报企业自主确认为非招标产品、非中选产品或中选部件的附件（如覆盖螺丝、中央螺丝等）产品之一"]
["2b4d282f-8394-11ea-8bcf-fa163e0a8baf","0c0499a6-7ee5-11ea-80a3-fa163e0a8baf","国械注准20193170720","种植体系统","百齿泰（厦门）医疗科技有限公司","百齿泰（厦门）医疗科技有限公司","36e5e47ea11411eca4e190e2ba8d9d30","种植体系统-基台","（直型基台）Φ3.5×2.0mm","IH Ⅵ型","TC4钛合金","C0702021380100111802","C07020213801001118020000013",null,"申报企业自主确认为非招标产品、非中选产品或中选部件的附件（如覆盖螺丝、中央螺丝等）产品之一"]
["2b4d2c6a-8394-11ea-8bcf-fa163e0a8baf","0c0499a6-7ee5-11ea-80a3-fa163e0a8baf","国械注准20193170720","种植体系统","百齿泰（厦门）医疗科技有限公司","百齿泰（厦门）医疗科技有限公司","36e5e47ea11411eca4e190e2ba8d9d30","种植体系统-基台","（直型基台）Φ3.5×1.5mm","IH Ⅵ型","TC4钛合金","C0702021380100111802","C07020213801001118020000014",null,"申报企业自主确认为非招标产品、非中选产品或中选部件的附件（如覆盖螺丝、中央螺丝等）产品之一"]
["2b4d2e15-8394-11ea-8bcf-fa163e0a8baf","0c0499a6-7ee5-11ea-80a3-fa163e0a8baf","国械注准20193170720","种植体系统","百齿泰（厦门）医疗科技有限公司","百齿泰（厦门）医疗科技有限公司","36e5e47ea11411eca4e190e2ba8d9d30","种植体系统-基台","（直型基台）Φ3.9×1.0mm","IH Ⅵ型","TC4钛合金","C0702021380100111802","C07020213801001118020000015",null,"申报企业自主确认为非招标产品、非中选产品或中选部件的附件（如覆盖螺丝、中央螺丝等）产品之一"]
["2b4d5241-8394-11ea-8bcf-fa163e0a8baf","0c0499a6-7ee5-11ea-80a3-fa163e0a8baf","国械注准20193170720","种植体系统","百齿泰（厦门）医疗科技有限公司","百齿泰（厦门）医疗科技有限公司","36e5e47ea11411eca4e190e2ba8d9d30","种植体系统-基台","（直型基台）Φ3.5×5.0mm","IH Ⅵ型","TC4钛合金","C0702021380100111802","C07020213801001118020000016",null,"申报企业自主确认为非招标产品、非中选产品或中选部件的附件（如覆盖螺丝、中央螺丝等）产品之一"]
["2b4d542a-8394-11ea-8bcf-fa163e0a8baf","0c0499a6-7ee5-11ea-80a3-fa163e0a8baf","国械注准20193170720","种植体系统","百齿泰（厦门）医疗科技有限公司","百齿泰（厦门）医疗科技有限公司","36e5e47ea11411eca4e190e2ba8d9d30","种植体系统-基台","（直型基台）Φ3.9×1.5mm","IH Ⅵ型","TC4钛合金","C0702021380100111802","C07020213801001118020000017",null,"申报企业自主确认为非招标产品、非中选产品或中选部件的附件（如覆盖螺丝、中央螺丝等）产品之一"]
["2b4d55d6-8394-11ea-8bcf-fa163e0a8baf","0c0499a6-7ee5-11ea-80a3-fa163e0a8baf","国械注准20193170720","种植体系统","百齿泰（厦门）医疗科技有限公司","百齿泰（厦门）医疗科技有限公司","36e5e47ea11411eca4e190e2ba8d9d30","种植体系统-基台","（直型基台）Φ3.9×2.0mm","IH Ⅵ型","TC4钛合金","C0702021380100111802","C07020213801001118020000018",null,"申报企业自主确认为非招标产品、非中选产品或中选部件的附件（如覆盖螺丝、中央螺丝等）产品之一"]
["2b4d5768-8394-11ea-8bcf-fa163e0a8baf","0c0499a6-7ee5-11ea-80a3-fa163e0a8baf","国械注准20193170720","种植体系统","百齿泰（厦门）医疗科技有限公司","百齿泰（厦门）医疗科技有限公司","36e5e47ea11411eca4e190e2ba8d9d30","种植体系统-基台","（直型基台）Φ3.7×2.5mm","IH Ⅵ型","TC4钛合金","C0702021380100111802","C07020213801001118020000019",null,"申报企业自主确认为非招标产品、非中选产品或中选部件的附件（如覆盖螺丝、中央螺丝等）产品之一"]
["2b4d5903-8394-11ea-8bcf-fa163e0a8baf","0c0499a6-7ee5-11ea-80a3-fa163e0a8baf","国械注准20193170720","种植体系统","百齿泰（厦门）医疗科技有限公司","百齿泰（厦门）医疗科技有限公司","36e5e47ea11411eca4e190e2ba8d9d30","种植体系统-基台","（直型基台）Φ3.7×4.5mm","IH Ⅵ型","TC4钛合金","C0702021380100111802","C07020213801001118020000020",null,"申报企业自主确认为非招标产品、非中选产品或中选部件的附件（如覆盖螺丝、中央螺丝等）产品之一"]
["2b4d5a7d-8394-11ea-8bcf-fa163e0a8baf","0c0499a6-7ee5-11ea-80a3-fa163e0a8baf","国械注准20193170720","种植体系统","百齿泰（厦门）医疗科技有限公司","百齿泰（厦门）医疗科技有限公司","36e5e47ea11411eca4e190e2ba8d9d30","种植体系统-基台","（直型基台）Φ3.7×5.0mm","IH Ⅵ型","TC4钛合金","C0702021380100111802","C07020213801001118020000021",null,"申报企业自主确认为非招标产品、非中选产品或中选部件的附件（如覆盖螺丝、中央螺丝等）产品之一"]
["2b4d5c0e-8394-11ea-8bcf-fa163e0a8baf","0c0499a6-7ee5-11ea-80a3-fa163e0a8baf","国械注准20193170720","种植体系统","百齿泰（厦门）医疗科技有限公司","百齿泰（厦门）医疗科技有限公司","36e5e47ea11411eca4e190e2ba8d9d30","种植体系统-基台","（直型基台）Φ3.7×1.0mm","IH Ⅵ型","TC4钛合金","C0702021380100111802","C07020213801001118020000022",null,"申报企业自主确认为非招标产品、非中选产品或中选部件的附件（如覆盖螺丝、中央螺丝等）产品之一"]
["2b4d5d8b-8394-11ea-8bcf-fa163e0a8baf","0c0499a6-7ee5-11ea-80a3-fa163e0a8baf","国械注准20193170720","种植体系统","百齿泰（厦门）医疗科技有限公司","百齿泰（厦门）医疗科技有限公司","36e5e47ea11411eca4e190e2ba8d9d30","种植体系统-基台","（直型基台）Φ3.5×4.5mm","IH Ⅵ型","TC4钛合金","C0702021380100111802","C07020213801001118020000023",null,"申报企业自主确认为非招标产品、非中选产品或中选部件的附件（如覆盖螺丝、中央螺丝等）产品之一"]
["2b4d5f13-8394-11ea-8bcf-fa163e0a8baf","0c0499a6-7ee5-11ea-80a3-fa163e0a8baf","国械注准20193170720","种植体系统","百齿泰（厦门）医疗科技有限公司","百齿泰（厦门）医疗科技有限公司","36e5e47ea11411eca4e190e2ba8d9d30","种植体系统-基台","（直型基台）Φ3.9×5.0mm","IH Ⅵ型","TC4钛合金","C0702021380100111802","C07020213801001118020000024",null,"申报企业自主确认为非招标产品、非中选产品或中选部件的附件（如覆盖螺丝、中央螺丝等）产品之一"]
["2b4d60de-8394-11ea-8bcf-fa163e0a8baf","0c0499a6-7ee5-11ea-80a3-fa163e0a8baf","国械注准20193170720","种植体系统","百齿泰（厦门）医疗科技有限公司","百齿泰（厦门）医疗科技有限公司","36e5e47ea11411eca4e190e2ba8d9d30","种植体系统-基台","（直型基台）Φ3.9×4.5mm","IH Ⅵ型","TC4钛合金","C0702021380100111802","C07020213801001118020000025",null,"申报企业自主确认为非招标产品、非中选产品或中选部件的附件（如覆盖螺丝、中央螺丝等）产品之一"]
["2b4d626b-8394-11ea-8bcf-fa163e0a8baf","0c0499a6-7ee5-11ea-80a3-fa163e0a8baf","国械注准20193170720","种植体系统","百齿泰（厦门）医疗科技有限公司","百齿泰（厦门）医疗科技有限公司","36e5e47ea11411eca4e190e2ba8d9d30","种植体系统-基台","（直型基台）Φ3.7×3.5mm","IH Ⅵ型","TC4钛合金","C0702021380100111802","C07020213801001118020000026",null,"申报企业自主确认为非招标产品、非中选产品或中选部件的附件（如覆盖螺丝、中央螺丝等）产品之一"]
["2b4d63fb-8394-11ea-8bcf-fa163e0a8baf","0c0499a6-7ee5-11ea-80a3-fa163e0a8baf","国械注准20193170720","种植体系统","百齿泰（厦门）医疗科技有限公司","百齿泰（厦门）医疗科技有限公司","36e5e47ea11411eca4e190e2ba8d9d30","种植体系统-基台","（直型基台）Φ3.5×1.0mm","IH Ⅵ型","TC4钛合金","C0702021380100111802","C07020213801001118020000027",null,"申报企业自主确认为非招标产品、非中选产品或中选部件的附件（如覆盖螺丝、中央螺丝等）产品之一"]
["2b4d6580-8394-11ea-8bcf-fa163e0a8baf","0c0499a6-7ee5-11ea-80a3-fa163e0a8baf","国械注准20193170720","种植体系统","百齿泰（厦门）医疗科技有限公司","百齿泰（厦门）医疗科技有限公司","36e5e47ea11411eca4e190e2ba8d9d30","种植体系统-基台","（直型基台）Φ3.5×3.5mm","IH Ⅵ型","TC4钛合金","C0702021380100111802","C07020213801001118020000028",null,"申报企业自主确认为非招标产品、非中选产品或中选部件的附件（如覆盖螺丝、中央螺丝等）产品之一"]
["2b4d670c-8394-11ea-8bcf-fa163e0a8baf","0c0499a6-7ee5-11ea-80a3-fa163e0a8baf","国械注准20193170720","种植体系统","百齿泰（厦门）医疗科技有限公司","百齿泰（厦门）医疗科技有限公司","36e5e47ea11411eca4e190e2ba8d9d30","种植体系统-基台","（直型基台）Φ3.9×0.5mm","IH Ⅵ型","TC4钛合金","C0702021380100111802","C07020213801001118020000029",null,"申报企业自主确认为非招标产品、非中选产品或中选部件的附件（如覆盖螺丝、中央螺丝等）产品之一"]
["2b4d6893-8394-11ea-8bcf-fa163e0a8baf","0c0499a6-7ee5-11ea-80a3-fa163e0a8baf","国械注准20193170720","种植体系统","百齿泰（厦门）医疗科技有限公司","百齿泰（厦门）医疗科技有限公司","36e5e47ea11411eca4e190e2ba8d9d30","种植体系统-基台","（直型基台）Φ3.5×0.5mm","IH Ⅵ型","TC4钛合金","C0702021380100111802","C07020213801001118020000030",null,"申报企业自主确认为非招标产品、非中选产品或中选部件的附件（如覆盖螺丝、中央螺丝等）产品之一"]
["2fb75ae7-8395-11ea-8bcf-fa163e0a8baf","0c0499a6-7ee5-11ea-80a3-fa163e0a8baf","国械注准20193170720","种植体系统","百齿泰（厦门）医疗科技有限公司","百齿泰（厦门）医疗科技有限公司","36e5e47ea11411eca4e190e2ba8d9d30","种植体系统-基台","（直型基台）Φ5.8×0.5mm","IH Ⅶ型","TC4钛合金","C0702021380100111802","C07020213801001118020000094",null,"申报企业自主确认为非招标产品、非中选产品或中选部件的附件（如覆盖螺丝、中央螺丝等）产品之一"]
["2fb76357-8395-11ea-8bcf-fa163e0a8baf","0c0499a6-7ee5-11ea-80a3-fa163e0a8baf","国械注准20193170720","种植体系统","百齿泰（厦门）医疗科技有限公司","百齿泰（厦门）医疗科技有限公司","36e5e47ea11411eca4e190e2ba8d9d30","种植体系统-基台","（直型基台）Φ4.4×2.5mm","IH Ⅶ型","TC4钛合金","C0702021380100111802","C07020213801001118020000082",null,"申报企业自主确认为非招标产品、非中选产品或中选部件的附件（如覆盖螺丝、中央螺丝等）产品之一"]
["2fc093ba-8395-11ea-8bcf-fa163e0a8baf","0c0499a6-7ee5-11ea-80a3-fa163e0a8baf","国械注准20193170720","种植体系统","百齿泰（厦门）医疗科技有限公司","百齿泰（厦门）医疗科技有限公司","36e5e47ea11411eca4e190e2ba8d9d30","种植体系统-基台","（直型基台）Φ4.1×2.0mm","IH Ⅶ型","TC4钛合金","C0702021380100111802","C07020213801001118020000077",null,"申报企业自主确认为非招标产品、非中选产品或中选部件的附件（如覆盖螺丝、中央螺丝等）产品之一"]
["2fc09662-8395-11ea-8bcf-fa163e0a8baf","0c0499a6-7ee5-11ea-80a3-fa163e0a8baf","国械注准20193170720","种植体系统","百齿泰（厦门）医疗科技有限公司","百齿泰（厦门）医疗科技有限公司","36e5e47ea11411eca4e190e2ba8d9d30","种植体系统-基台","（直型基台）Φ3.9×1.5mm","IH Ⅶ型","TC4钛合金","C0702021380100111802","C07020213801001118020000072",null,"申报企业自主确认为非招标产品、非中选产品或中选部件的附件（如覆盖螺丝、中央螺丝等）产品之一"]
["2fc0982f-8395-11ea-8bcf-fa163e0a8baf","0c0499a6-7ee5-11ea-80a3-fa163e0a8baf","国械注准20193170720","种植体系统","百齿泰（厦门）医疗科技有限公司","百齿泰（厦门）医疗科技有限公司","36e5e47ea11411eca4e190e2ba8d9d30","种植体系统-基台","（直型基台）Φ5.5×0.5mm","IH Ⅶ型","TC4钛合金","C0702021380100111802","C07020213801001118020000093",null,"申报企业自主确认为非招标产品、非中选产品或中选部件的附件（如覆盖螺丝、中央螺丝等）产品之一"]
["2fc09a05-8395-11ea-8bcf-fa163e0a8baf","0c0499a6-7ee5-11ea-80a3-fa163e0a8baf","国械注准20193170720","种植体系统","百齿泰（厦门）医疗科技有限公司","百齿泰（厦门）医疗科技有限公司","36e5e47ea11411eca4e190e2ba8d9d30","种植体系统-基台","（直型基台）Φ4.4×3.0mm","IH Ⅶ型","TC4钛合金","C0702021380100111802","C07020213801001118020000083",null,"申报企业自主确认为非招标产品、非中选产品或中选部件的附件（如覆盖螺丝、中央螺丝等）产品之一"]
["2fc09b92-8395-11ea-8bcf-fa163e0a8baf","0c0499a6-7ee5-11ea-80a3-fa163e0a8baf","国械注准20193170720","种植体系统","百齿泰（厦门）医疗科技有限公司","百齿泰（厦门）医疗科技有限公司","36e5e47ea11411eca4e190e2ba8d9d30","种植体系统-基台","（直型基台）Φ3.9×2.5mm","IH Ⅶ型","TC4钛合金","C0702021380100111802","C07020213801001118020000074",null,"申报企业自主确认为非招标产品、非中选产品或中选部件的附件（如覆盖螺丝、中央螺丝等）产品之一"]
["2fc09d10-8395-11ea-8bcf-fa163e0a8baf","0c0499a6-7ee5-11ea-80a3-fa163e0a8baf","国械注准20193170720","种植体系统","百齿泰（厦门）医疗科技有限公司","百齿泰（厦门）医疗科技有限公司","36e5e47ea11411eca4e190e2ba8d9d30","种植体系统-基台","（直型基台）Φ4.6×2.0mm","IH Ⅶ型","TC4钛合金","C0702021380100111802","C07020213801001118020000085",null,"申报企业自主确认为非招标产品、非中选产品或中选部件的附件（如覆盖螺丝、中央螺丝等）产品之一"]
["2fc09e91-8395-11ea-8bcf-fa163e0a8baf","0c0499a6-7ee5-11ea-80a3-fa163e0a8baf","国械注准20193170720","种植体系统","百齿泰（厦门）医疗科技有限公司","百齿泰（厦门）医疗科技有限公司","36e5e47ea11411eca4e190e2ba8d9d30","种植体系统-基台","（直型基台）Φ4.6×1.5mm","IH Ⅶ型","TC4钛合金","C0702021380100111802","C07020213801001118020000084",null,"申报企业自主确认为非招标产品、非中选产品或中选部件的附件（如覆盖螺丝、中央螺丝等）产品之一"]
["2fc0a041-8395-11ea-8bcf-fa163e0a8baf","0c0499a6-7ee5-11ea-80a3-fa163e0a8baf","国械注准20193170720","种植体系统","百齿泰（厦门）医疗科技有限公司","百齿泰（厦门）医疗科技有限公司","36e5e47ea11411eca4e190e2ba8d9d30","种植体系统-基台","（直型基台）Φ4.1×1.5mm","IH Ⅶ型","TC4钛合金","C0702021380100111802","C07020213801001118020000076",null,"申报企业自主确认为非招标产品、非中选产品或中选部件的附件（如覆盖螺丝、中央螺丝等）产品之一"]
["2fc0a1b4-8395-11ea-8bcf-fa163e0a8baf","0c0499a6-7ee5-11ea-80a3-fa163e0a8baf","国械注准20193170720","种植体系统","百齿泰（厦门）医疗科技有限公司","百齿泰（厦门）医疗科技有限公司","36e5e47ea11411eca4e190e2ba8d9d30","种植体系统-基台","（直型基台）Φ4.6×2.5mm","IH Ⅶ型","TC4钛合金","C0702021380100111802","C07020213801001118020000086",null,"申报企业自主确认为非招标产品、非中选产品或中选部件的附件（如覆盖螺丝、中央螺丝等）产品之一"]
["2fc0a32d-8395-11ea-8bcf-fa163e0a8baf","0c0499a6-7ee5-11ea-80a3-fa163e0a8baf","国械注准20193170720","种植体系统","百齿泰（厦门）医疗科技有限公司","百齿泰（厦门）医疗科技有限公司","36e5e47ea11411eca4e190e2ba8d9d30","种植体系统-基台","（直型基台）Φ4.8×0.5mm","IH Ⅶ型","TC4钛合金","C0702021380100111802","C07020213801001118020000088",null,"申报企业自主确认为非招标产品、非中选产品或中选部件的附件（如覆盖螺丝、中央螺丝等）产品之一"]
["2fc0a523-8395-11ea-8bcf-fa163e0a8baf","0c0499a6-7ee5-11ea-80a3-fa163e0a8baf","国械注准20193170720","种植体系统","百齿泰（厦门）医疗科技有限公司","百齿泰（厦门）医疗科技有限公司","36e5e47ea11411eca4e190e2ba8d9d30","种植体系统-基台","（直型基台）Φ4.6×3.0mm","IH Ⅶ型","TC4钛合金","C0702021380100111802","C07020213801001118020000087",null,"申报企业自主确认为非招标产品、非中选产品或中选部件的附件（如覆盖螺丝、中央螺丝等）产品之一"]
["2fc0aa80-8395-11ea-8bcf-fa163e0a8baf","0c0499a6-7ee5-11ea-80a3-fa163e0a8baf","国械注准20193170720","种植体系统","百齿泰（厦门）医疗科技有限公司","百齿泰（厦门）医疗科技有限公司","36e5e47ea11411eca4e190e2ba8d9d30","种植体系统-基台","（直型基台）Φ5.0×0.5mm","IH Ⅶ型","TC4钛合金","C0702021380100111802","C07020213801001118020000090",null,"申报企业自主确认为非招标产品、非中选产品或中选部件的附件（如覆盖螺丝、中央螺丝等）产品之一"]
["2fc0ac24-8395-11ea-8bcf-fa163e0a8baf","0c0499a6-7ee5-11ea-80a3-fa163e0a8baf","国械注准20193170720","种植体系统","百齿泰（厦门）医疗科技有限公司","百齿泰（厦门）医疗科技有限公司","36e5e47ea11411eca4e190e2ba8d9d30","种植体系统-基台","（直型基台）Φ3.9×2.0mm","IH Ⅶ型","TC4钛合金","C0702021380100111802","C07020213801001118020000073",null,"申报企业自主确认为非招标产品、非中选产品或中选部件的附件（如覆盖螺丝、中央螺丝等）产品之一"]
["2fc0adad-8395-11ea-8bcf-fa163e0a8baf","0c0499a6-7ee5-11ea-80a3-fa163e0a8baf","国械注准20193170720","种植体系统","百齿泰（厦门）医疗科技有限公司","百齿泰（厦门）医疗科技有限公司","36e5e47ea11411eca4e190e2ba8d9d30","种植体系统-基台","（直型基台）Φ5.0×1.5mm","IH Ⅶ型","TC4钛合金","C0702021380100111802","C07020213801001118020000091",null,"申报企业自主确认为非招标产品、非中选产品或中选部件的附件（如覆盖螺丝、中央螺丝等）产品之一"]
["2fc0af3c-8395-11ea-8bcf-fa163e0a8baf","0c0499a6-7ee5-11ea-80a3-fa163e0a8baf","国械注准20193170720","种植体系统","百齿泰（厦门）医疗科技有限公司","百齿泰（厦门）医疗科技有限公司","36e5e47ea11411eca4e190e2ba8d9d30","种植体系统-基台","（直型基台）Φ4.1×2.5mm","IH Ⅶ型","TC4钛合金","C0702021380100111802","C07020213801001118020000078",null,"申报企业自主确认为非招标产品、非中选产品或中选部件的附件（如覆盖螺丝、中央螺丝等）产品之一"]
["2fc0b0db-8395-11ea-8bcf-fa163e0a8baf","0c0499a6-7ee5-11ea-80a3-fa163e0a8baf","国械注准20193170720","种植体系统","百齿泰（厦门）医疗科技有限公司","百齿泰（厦门）医疗科技有限公司","36e5e47ea11411eca4e190e2ba8d9d30","种植体系统-基台","（直型基台）Φ5.3×0.5mm","IH Ⅶ型","TC4钛合金","C0702021380100111802","C07020213801001118020000092",null,"申报企业自主确认为非招标产品、非中选产品或中选部件的附件（如覆盖螺丝、中央螺丝等）产品之一"]
["2fc0b250-8395-11ea-8bcf-fa163e0a8baf","0c0499a6-7ee5-11ea-80a3-fa163e0a8baf","国械注准20193170720","种植体系统","百齿泰（厦门）医疗科技有限公司","百齿泰（厦门）医疗科技有限公司","36e5e47ea11411eca4e190e2ba8d9d30","种植体系统-基台","（直型基台）Φ4.1×3.0mm","IH Ⅶ型","TC4钛合金","C0702021380100111802","C07020213801001118020000079",null,"申报企业自主确认为非招标产品、非中选产品或中选部件的附件（如覆盖螺丝、中央螺丝等）产品之一"]
["2fc0b3c9-8395-11ea-8bcf-fa163e0a8baf","0c0499a6-7ee5-11ea-80a3-fa163e0a8baf","国械注准20193170720","种植体系统","百齿泰（厦门）医疗科技有限公司","百齿泰（厦门）医疗科技有限公司","36e5e47ea11411eca4e190e2ba8d9d30","种植体系统-基台","（直型基台）Φ4.8×1.5mm","IH Ⅶ型","TC4钛合金","C0702021380100111802","C07020213801001118020000089",null,"申报企业自主确认为非招标产品、非中选产品或中选部件的附件（如覆盖螺丝、中央螺丝等）产品之一"]
["2fc0b534-8395-11ea-8bcf-fa163e0a8baf","0c0499a6-7ee5-11ea-80a3-fa163e0a8baf","国械注准20193170720","种植体系统","百齿泰（厦门）医疗科技有限公司","百齿泰（厦门）医疗科技有限公司","36e5e47ea11411eca4e190e2ba8d9d30","种植体系统-基台","（直型基台）Φ3.9×3.0mm","IH Ⅶ型","TC4钛合金","C0702021380100111802","C07020213801001118020000075",null,"申报企业自主确认为非招标产品、非中选产品或中选部件的附件（如覆盖螺丝、中央螺丝等）产品之一"]
["2fc0b6b0-8395-11ea-8bcf-fa163e0a8baf","0c0499a6-7ee5-11ea-80a3-fa163e0a8baf","国械注准20193170720","种植体系统","百齿泰（厦门）医疗科技有限公司","百齿泰（厦门）医疗科技有限公司","36e5e47ea11411eca4e190e2ba8d9d30","种植体系统-基台","（直型基台）Φ4.4×1.5mm","IH Ⅶ型","TC4钛合金","C0702021380100111802","C07020213801001118020000080",null,"申报企业自主确认为非招标产品、非中选产品或中选部件的附件（如覆盖螺丝、中央螺丝等）产品之一"]
["2fc0b823-8395-11ea-8bcf-fa163e0a8baf","0c0499a6-7ee5-11ea-80a3-fa163e0a8baf","国械注准20193170720","种植体系统","百齿泰（厦门）医疗科技有限公司","百齿泰（厦门）医疗科技有限公司","36e5e47ea11411eca4e190e2ba8d9d30","种植体系统-基台","（直型基台）Φ4.4×2.0mm","IH Ⅶ型","TC4钛合金","C0702021380100111802","C07020213801001118020000081",null,"申报企业自主确认为非招标产品、非中选产品或中选部件的附件（如覆盖螺丝、中央螺丝等）产品之一"]
["2fc0b98b-8395-11ea-8bcf-fa163e0a8baf","0c0499a6-7ee5-11ea-80a3-fa163e0a8baf","国械注准20193170720","种植体系统","百齿泰（厦门）医疗科技有限公司","百齿泰（厦门）医疗科技有限公司","36e5e47ea11411eca4e190e2ba8d9d30","种植体系统-基台","（直型基台）Φ6.0×0.5mm","IH Ⅶ型","TC4钛合金","C0702021380100111802","C07020213801001118020000095",null,"申报企业自主确认为非招标产品、非中选产品或中选部件的附件（如覆盖螺丝、中央螺丝等）产品之一"]
["327087c7-bc5d-11ec-a4e1-90e2ba8d9d30","0c0499a6-7ee5-11ea-80a3-fa163e0a8baf","国械注准20193170720","种植体系统","百齿泰（厦门）医疗科技有限公司","百齿泰（厦门）医疗科技有限公司","36e5e47ea11411eca4e190e2ba8d9d30","种植体系统-基台","（直型基台）φ4.8×3.0mm","IH Ⅱ型","TC4钛合金","C0702021380100111802","C07020213801001118020000680",null,"申报企业自主确认为非招标产品、非中选产品或中选部件的附件（如覆盖螺丝、中央螺丝等）产品之一"]
["3271ffe0-bc5d-11ec-a4e1-90e2ba8d9d30","0c0499a6-7ee5-11ea-80a3-fa163e0a8baf","国械注准20193170720","种植体系统","百齿泰（厦门）医疗科技有限公司","百齿泰（厦门）医疗科技有限公司","36e5e47ea11411eca4e190e2ba8d9d30","种植体系统-基台","（直型基台）φ4.8×4.5mm","IH Ⅱ型","TC4钛合金","C0702021380100111802","C07020213801001118020000681",null,"申报企业自主确认为非招标产品、非中选产品或中选部件的附件（如覆盖螺丝、中央螺丝等）产品之一"]
["32725b3e-bc5d-11ec-a4e1-90e2ba8d9d30","0c0499a6-7ee5-11ea-80a3-fa163e0a8baf","国械注准20193170720","种植体系统","百齿泰（厦门）医疗科技有限公司","百齿泰（厦门）医疗科技有限公司","36e5e47ea11411eca4e190e2ba8d9d30","种植体系统-基台","（直型基台）φ4.8×1.5mm","IH Ⅱ型","TC4钛合金","C0702021380100111802","C07020213801001118020000682",null,"申报企业自主确认为非招标产品、非中选产品或中选部件的附件（如覆盖螺丝、中央螺丝等）产品之一"]
["32728273-bc5d-11ec-a4e1-90e2ba8d9d30","0c0499a6-7ee5-11ea-80a3-fa163e0a8baf","国械注准20193170720","种植体系统","百齿泰（厦门）医疗科技有限公司","百齿泰（厦门）医疗科技有限公司","36e5e47ea11411eca4e190e2ba8d9d30","种植体系统-基台","（直型基台）φ5.0×4.5mm","IH Ⅱ型","TC4钛合金","C0702021380100111802","C07020213801001118020000683",null,"申报企业自主确认为非招标产品、非中选产品或中选部件的附件（如覆盖螺丝、中央螺丝等）产品之一"]
["32729019-bc5d-11ec-a4e1-90e2ba8d9d30","0c0499a6-7ee5-11ea-80a3-fa163e0a8baf","国械注准20193170720","种植体系统","百齿泰（厦门）医疗科技有限公司","百齿泰（厦门）医疗科技有限公司","36e5e47ea11411eca4e190e2ba8d9d30","种植体系统-基台","（直型基台）φ5.0×3.0mm","IH Ⅱ型","TC4钛合金","C0702021380100111802","C07020213801001118020000684",null,"申报企业自主确认为非招标产品、非中选产品或中选部件的附件（如覆盖螺丝、中央螺丝等）产品之一"]
["32729ac3-bc5d-11ec-a4e1-90e2ba8d9d30","0c0499a6-7ee5-11ea-80a3-fa163e0a8baf","国械注准20193170720","种植体系统","百齿泰（厦门）医疗科技有限公司","百齿泰（厦门）医疗科技有限公司","36e5e47ea11411eca4e190e2ba8d9d30","种植体系统-基台","（直型基台）φ5.0×1.5mm","IH Ⅱ型","TC4钛合金","C0702021380100111802","C07020213801001118020000685",null,"申报企业自主确认为非招标产品、非中选产品或中选部件的附件（如覆盖螺丝、中央螺丝等）产品之一"]
["38e85ce5-8397-11ea-8bcf-fa163e0a8baf","0c0499a6-7ee5-11ea-80a3-fa163e0a8baf","国械注准20193170720","种植体系统","百齿泰（厦门）医疗科技有限公司","百齿泰（厦门）医疗科技有限公司","36e5e47ea11411eca4e190e2ba8d9d30","种植体系统-基台","（直型基台）Φ5.3×3.0mm","IH Ⅷ型","TC4钛合金","C0702021380100111802","C07020213801001118020000125",null,"申报企业自主确认为非招标产品、非中选产品或中选部件的附件（如覆盖螺丝、中央螺丝等）产品之一"]
["38e87c18-8397-11ea-8bcf-fa163e0a8baf","0c0499a6-7ee5-11ea-80a3-fa163e0a8baf","国械注准20193170720","种植体系统","百齿泰（厦门）医疗科技有限公司","百齿泰（厦门）医疗科技有限公司","36e5e47ea11411eca4e190e2ba8d9d30","种植体系统-基台","（直型基台）Φ5.8×3.0mm","IH Ⅷ型","TC4钛合金","C0702021380100111802","C07020213801001118020000129",null,"申报企业自主确认为非招标产品、非中选产品或中选部件的附件（如覆盖螺丝、中央螺丝等）产品之一"]
["38e87f55-8397-11ea-8bcf-fa163e0a8baf","0c0499a6-7ee5-11ea-80a3-fa163e0a8baf","国械注准20193170720","种植体系统","百齿泰（厦门）医疗科技有限公司","百齿泰（厦门）医疗科技有限公司","36e5e47ea11411eca4e190e2ba8d9d30","种植体系统-基台","（直型基台）Φ4.8×1.5mm","IH Ⅷ型","TC4钛合金","C0702021380100111802","C07020213801001118020000120",null,"申报企业自主确认为非招标产品、非中选产品或中选部件的附件（如覆盖螺丝、中央螺丝等）产品之一"]
["38e8820c-8397-11ea-8bcf-fa163e0a8baf","0c0499a6-7ee5-11ea-80a3-fa163e0a8baf","国械注准20193170720","种植体系统","百齿泰（厦门）医疗科技有限公司","百齿泰（厦门）医疗科技有限公司","36e5e47ea11411eca4e190e2ba8d9d30","种植体系统-基台","（直型基台）Φ5.5×3.0mm","IH Ⅷ型","TC4钛合金","C0702021380100111802","C07020213801001118020000127",null,"申报企业自主确认为非招标产品、非中选产品或中选部件的附件（如覆盖螺丝、中央螺丝等）产品之一"]
["38e884b1-8397-11ea-8bcf-fa163e0a8baf","0c0499a6-7ee5-11ea-80a3-fa163e0a8baf","国械注准20193170720","种植体系统","百齿泰（厦门）医疗科技有限公司","百齿泰（厦门）医疗科技有限公司","36e5e47ea11411eca4e190e2ba8d9d30","种植体系统-基台","（直型基台）Φ5.3×1.5mm","IH Ⅷ型","TC4钛合金","C0702021380100111802","C07020213801001118020000124",null,"申报企业自主确认为非招标产品、非中选产品或中选部件的附件（如覆盖螺丝、中央螺丝等）产品之一"]
["38e8877a-8397-11ea-8bcf-fa163e0a8baf","0c0499a6-7ee5-11ea-80a3-fa163e0a8baf","国械注准20193170720","种植体系统","百齿泰（厦门）医疗科技有限公司","百齿泰（厦门）医疗科技有限公司","36e5e47ea11411eca4e190e2ba8d9d30","种植体系统-基台","（直型基台）Φ5.0×1.5mm","IH Ⅷ型","TC4钛合金","C0702021380100111802","C07020213801001118020000122",null,"申报企业自主确认为非招标产品、非中选产品或中选部件的附件（如覆盖螺丝、中央螺丝等）产品之一"]
["38e889cd-8397-11ea-8bcf-fa163e0a8baf","0c0499a6-7ee5-11ea-80a3-fa163e0a8baf","国械注准20193170720","种植体系统","百齿泰（厦门）医疗科技有限公司","百齿泰（厦门）医疗科技有限公司","36e5e47ea11411eca4e190e2ba8d9d30","种植体系统-基台","（直型基台）Φ5.5×1.5mm","IH Ⅷ型","TC4钛合金","C0702021380100111802","C07020213801001118020000126",null,"申报企业自主确认为非招标产品、非中选产品或中选部件的附件（如覆盖螺丝、中央螺丝等）产品之一"]
["38e88c1f-8397-11ea-8bcf-fa163e0a8baf","0c0499a6-7ee5-11ea-80a3-fa163e0a8baf","国械注准20193170720","种植体系统","百齿泰（厦门）医疗科技有限公司","百齿泰（厦门）医疗科技有限公司","36e5e47ea11411eca4e190e2ba8d9d30","种植体系统-基台","（直型基台）Φ6.0×3.0mm","IH Ⅷ型","TC4钛合金","C0702021380100111802","C07020213801001118020000131",null,"申报企业自主确认为非招标产品、非中选产品或中选部件的附件（如覆盖螺丝、中央螺丝等）产品之一"]
["38e88e9c-8397-11ea-8bcf-fa163e0a8baf","0c0499a6-7ee5-11ea-80a3-fa163e0a8baf","国械注准20193170720","种植体系统","百齿泰（厦门）医疗科技有限公司","百齿泰（厦门）医疗科技有限公司","36e5e47ea11411eca4e190e2ba8d9d30","种植体系统-基台","（直型基台）Φ4.8×3.0mm","IH Ⅷ型","TC4钛合金","C0702021380100111802","C07020213801001118020000121",null,"申报企业自主确认为非招标产品、非中选产品或中选部件的附件（如覆盖螺丝、中央螺丝等）产品之一"]
["38e8910c-8397-11ea-8bcf-fa163e0a8baf","0c0499a6-7ee5-11ea-80a3-fa163e0a8baf","国械注准20193170720","种植体系统","百齿泰（厦门）医疗科技有限公司","百齿泰（厦门）医疗科技有限公司","36e5e47ea11411eca4e190e2ba8d9d30","种植体系统-基台","（直型基台）Φ6.0×1.5mm","IH Ⅷ型","TC4钛合金","C0702021380100111802","C07020213801001118020000130",null,"申报企业自主确认为非招标产品、非中选产品或中选部件的附件（如覆盖螺丝、中央螺丝等）产品之一"]
["38e89353-8397-11ea-8bcf-fa163e0a8baf","0c0499a6-7ee5-11ea-80a3-fa163e0a8baf","国械注准20193170720","种植体系统","百齿泰（厦门）医疗科技有限公司","百齿泰（厦门）医疗科技有限公司","36e5e47ea11411eca4e190e2ba8d9d30","种植体系统-基台","（直型基台）Φ5.8×1.5mm","IH Ⅷ型","TC4钛合金","C0702021380100111802","C07020213801001118020000128",null,"申报企业自主确认为非招标产品、非中选产品或中选部件的附件（如覆盖螺丝、中央螺丝等）产品之一"]
["38e8959d-8397-11ea-8bcf-fa163e0a8baf","0c0499a6-7ee5-11ea-80a3-fa163e0a8baf","国械注准20193170720","种植体系统","百齿泰（厦门）医疗科技有限公司","百齿泰（厦门）医疗科技有限公司","36e5e47ea11411eca4e190e2ba8d9d30","种植体系统-基台","（直型基台）Φ5.0×3.0mm","IH Ⅷ型","TC4钛合金","C0702021380100111802","C07020213801001118020000123",null,"申报企业自主确认为非招标产品、非中选产品或中选部件的附件（如覆盖螺丝、中央螺丝等）产品之一"]
["4fdc3898-c7a8-11ec-a4e1-90e2ba8d9d30","0c0499a6-7ee5-11ea-80a3-fa163e0a8baf","国械注准20193170720","种植体系统","百齿泰（厦门）医疗科技有限公司","百齿泰（厦门）医疗科技有限公司","36e5e47ea11411eca4e190e2ba8d9d30","种植体系统-基台","（直型基台）φ3.7×3.0mm","IT Ⅵ型","TC4钛合金","C0702021380100111802","C07020213801001118020000686",null,"申报企业自主确认为非招标产品、非中选产品或中选部件的附件（如覆盖螺丝、中央螺丝等）产品之一"]
["4fdca53a-c7a8-11ec-a4e1-90e2ba8d9d30","0c0499a6-7ee5-11ea-80a3-fa163e0a8baf","国械注准20193170720","种植体系统","百齿泰（厦门）医疗科技有限公司","百齿泰（厦门）医疗科技有限公司","36e5e47ea11411eca4e190e2ba8d9d30","种植体系统-基台","（直型基台）φ3.7×4.0mm","IT Ⅵ型","TC4钛合金","C0702021380100111802","C07020213801001118020000687",null,"申报企业自主确认为非招标产品、非中选产品或中选部件的附件（如覆盖螺丝、中央螺丝等）产品之一"]
["4fdcbe67-c7a8-11ec-a4e1-90e2ba8d9d30","0c0499a6-7ee5-11ea-80a3-fa163e0a8baf","国械注准20193170720","种植体系统","百齿泰（厦门）医疗科技有限公司","百齿泰（厦门）医疗科技有限公司","36e5e47ea11411eca4e190e2ba8d9d30","种植体系统-基台","（直型基台）φ3.9×2.0mm，灭菌包装","IT Ⅰ型","TC4钛合金","C0702021380100111802","C07020213801001118020000688",null,"申报企业自主确认为非招标产品、非中选产品或中选部件的附件（如覆盖螺丝、中央螺丝等）产品之一"]
["4fdcc1a4-c7a8-11ec-a4e1-90e2ba8d9d30","0c0499a6-7ee5-11ea-80a3-fa163e0a8baf","国械注准20193170720","种植体系统","百齿泰（厦门）医疗科技有限公司","百齿泰（厦门）医疗科技有限公司","36e5e47ea11411eca4e190e2ba8d9d30","种植体系统-基台","（直型基台）φ3.5×1.0mm，灭菌包装","IT Ⅰ型","TC4钛合金","C0702021380100111802","C07020213801001118020000689",null,"申报企业自主确认为非招标产品、非中选产品或中选部件的附件（如覆盖螺丝、中央螺丝等）产品之一"]
["4fdcd20d-c7a8-11ec-a4e1-90e2ba8d9d30","0c0499a6-7ee5-11ea-80a3-fa163e0a8baf","国械注准20193170720","种植体系统","百齿泰（厦门）医疗科技有限公司","百齿泰（厦门）医疗科技有限公司","36e5e47ea11411eca4e190e2ba8d9d30","种植体系统-基台","（直型基台）φ3.9×3.0mm，灭菌包装","IT Ⅰ型","TC4钛合金","C0702021380100111802","C07020213801001118020000690",null,"申报企业自主确认为非招标产品、非中选产品或中选部件的附件（如覆盖螺丝、中央螺丝等）产品之一"]
["4fdcd509-c7a8-11ec-a4e1-90e2ba8d9d30","0c0499a6-7ee5-11ea-80a3-fa163e0a8baf","国械注准20193170720","种植体系统","百齿泰（厦门）医疗科技有限公司","百齿泰（厦门）医疗科技有限公司","36e5e47ea11411eca4e190e2ba8d9d30","种植体系统-基台","（直型基台）φ3.7×5.0mm","IT Ⅵ型","TC4钛合金","C0702021380100111802","C07020213801001118020000691",null,"申报企业自主确认为非招标产品、非中选产品或中选部件的附件（如覆盖螺丝、中央螺丝等）产品之一"]
["4fdcd7c8-c7a8-11ec-a4e1-90e2ba8d9d30","0c0499a6-7ee5-11ea-80a3-fa163e0a8baf","国械注准20193170720","种植体系统","百齿泰（厦门）医疗科技有限公司","百齿泰（厦门）医疗科技有限公司","36e5e47ea11411eca4e190e2ba8d9d30","种植体系统-基台","（直型基台）φ3.7×2.0mm","IT Ⅵ型","TC4钛合金","C0702021380100111802","C07020213801001118020000692",null,"申报企业自主确认为非招标产品、非中选产品或中选部件的附件（如覆盖螺丝、中央螺丝等）产品之一"]
["4fdd0153-c7a8-11ec-a4e1-90e2ba8d9d30","0c0499a6-7ee5-11ea-80a3-fa163e0a8baf","国械注准20193170720","种植体系统","百齿泰（厦门）医疗科技有限公司","百齿泰（厦门）医疗科技有限公司","36e5e47ea11411eca4e190e2ba8d9d30","种植体系统-基台","（直型基台）φ3.5×3.0mm，灭菌包装","IT Ⅰ型","TC4钛合金","C0702021380100111802","C07020213801001118020000693",null,"申报企业自主确认为非招标产品、非中选产品或中选部件的附件（如覆盖螺丝、中央螺丝等）产品之一"]
["4fdd15df-c7a8-11ec-a4e1-90e2ba8d9d30","0c0499a6-7ee5-11ea-80a3-fa163e0a8baf","国械注准20193170720","种植体系统","百齿泰（厦门）医疗科技有限公司","百齿泰（厦门）医疗科技有限公司","36e5e47ea11411eca4e190e2ba8d9d30","种植体系统-基台","（直型基台）φ3.5×2.0mm，灭菌包装","IT Ⅰ型","TC4钛合金","C0702021380100111802","C07020213801001118020000694",null,"申报企业自主确认为非招标产品、非中选产品或中选部件的附件（如覆盖螺丝、中央螺丝等）产品之一"]
["4fdd1ced-c7a8-11ec-a4e1-90e2ba8d9d30","0c0499a6-7ee5-11ea-80a3-fa163e0a8baf","国械注准20193170720","种植体系统","百齿泰（厦门）医疗科技有限公司","百齿泰（厦门）医疗科技有限公司","36e5e47ea11411eca4e190e2ba8d9d30","种植体系统-基台","（直型基台）φ3.7×1.0mm","IT Ⅵ型","TC4钛合金","C0702021380100111802","C07020213801001118020000695",null,"申报企业自主确认为非招标产品、非中选产品或中选部件的附件（如覆盖螺丝、中央螺丝等）产品之一"]
["4fdd2353-c7a8-11ec-a4e1-90e2ba8d9d30","0c0499a6-7ee5-11ea-80a3-fa163e0a8baf","国械注准20193170720","种植体系统","百齿泰（厦门）医疗科技有限公司","百齿泰（厦门）医疗科技有限公司","36e5e47ea11411eca4e190e2ba8d9d30","种植体系统-基台","（直型基台）φ3.9×1.0mm，灭菌包装","IT Ⅰ型","TC4钛合金","C0702021380100111802","C07020213801001118020000696",null,"申报企业自主确认为非招标产品、非中选产品或中选部件的附件（如覆盖螺丝、中央螺丝等）产品之一"]
["5281dcdd-8398-11ea-8bcf-fa163e0a8baf","0c0499a6-7ee5-11ea-80a3-fa163e0a8baf","国械注准20193170720","种植体系统","百齿泰（厦门）医疗科技有限公司","百齿泰（厦门）医疗科技有限公司","36e5e47ea11411eca4e190e2ba8d9d30","种植体系统-基台","（直型基台）Φ4.8×1.0mm，灭菌包装","IH I型","TC4钛合金","C0702021380100111802","C07020213801001118020000162",null,"申报企业自主确认为非招标产品、非中选产品或中选部件的附件（如覆盖螺丝、中央螺丝等）产品之一"]
["5281e28f-8398-11ea-8bcf-fa163e0a8baf","0c0499a6-7ee5-11ea-80a3-fa163e0a8baf","国械注准20193170720","种植体系统","百齿泰（厦门）医疗科技有限公司","百齿泰（厦门）医疗科技有限公司","36e5e47ea11411eca4e190e2ba8d9d30","种植体系统-基台","（直型基台）Φ4.6×4.0mm，灭菌包装","IH I型","TC4钛合金","C0702021380100111802","C07020213801001118020000163",null,"申报企业自主确认为非招标产品、非中选产品或中选部件的附件（如覆盖螺丝、中央螺丝等）产品之一"]
["5281e4ac-8398-11ea-8bcf-fa163e0a8baf","0c0499a6-7ee5-11ea-80a3-fa163e0a8baf","国械注准20193170720","种植体系统","百齿泰（厦门）医疗科技有限公司","百齿泰（厦门）医疗科技有限公司","36e5e47ea11411eca4e190e2ba8d9d30","种植体系统-基台","（直型基台）Φ4.6×4.5mm，灭菌包装","IH I型","TC4钛合金","C0702021380100111802","C07020213801001118020000164",null,"申报企业自主确认为非招标产品、非中选产品或中选部件的附件（如覆盖螺丝、中央螺丝等）产品之一"]
["5281e67f-8398-11ea-8bcf-fa163e0a8baf","0c0499a6-7ee5-11ea-80a3-fa163e0a8baf","国械注准20193170720","种植体系统","百齿泰（厦门）医疗科技有限公司","百齿泰（厦门）医疗科技有限公司","36e5e47ea11411eca4e190e2ba8d9d30","种植体系统-基台","（直型基台）Φ5.0×3.0mm，灭菌包装","IH I型","TC4钛合金","C0702021380100111802","C07020213801001118020000165",null,"申报企业自主确认为非招标产品、非中选产品或中选部件的附件（如覆盖螺丝、中央螺丝等）产品之一"]
["5281e844-8398-11ea-8bcf-fa163e0a8baf","0c0499a6-7ee5-11ea-80a3-fa163e0a8baf","国械注准20193170720","种植体系统","百齿泰（厦门）医疗科技有限公司","百齿泰（厦门）医疗科技有限公司","36e5e47ea11411eca4e190e2ba8d9d30","种植体系统-基台","（直型基台）Φ4.8×1.5mm，灭菌包装","IH I型","TC4钛合金","C0702021380100111802","C07020213801001118020000166",null,"申报企业自主确认为非招标产品、非中选产品或中选部件的附件（如覆盖螺丝、中央螺丝等）产品之一"]
["5281ea0e-8398-11ea-8bcf-fa163e0a8baf","0c0499a6-7ee5-11ea-80a3-fa163e0a8baf","国械注准20193170720","种植体系统","百齿泰（厦门）医疗科技有限公司","百齿泰（厦门）医疗科技有限公司","36e5e47ea11411eca4e190e2ba8d9d30","种植体系统-基台","（直型基台）Φ5.0×1.0mm，灭菌包装","IH I型","TC4钛合金","C0702021380100111802","C07020213801001118020000167",null,"申报企业自主确认为非招标产品、非中选产品或中选部件的附件（如覆盖螺丝、中央螺丝等）产品之一"]
["5281eb98-8398-11ea-8bcf-fa163e0a8baf","0c0499a6-7ee5-11ea-80a3-fa163e0a8baf","国械注准20193170720","种植体系统","百齿泰（厦门）医疗科技有限公司","百齿泰（厦门）医疗科技有限公司","36e5e47ea11411eca4e190e2ba8d9d30","种植体系统-基台","（直型基台）Φ4.8×4.0mm，灭菌包装","IH I型","TC4钛合金","C0702021380100111802","C07020213801001118020000168",null,"申报企业自主确认为非招标产品、非中选产品或中选部件的附件（如覆盖螺丝、中央螺丝等）产品之一"]
["5281ed1d-8398-11ea-8bcf-fa163e0a8baf","0c0499a6-7ee5-11ea-80a3-fa163e0a8baf","国械注准20193170720","种植体系统","百齿泰（厦门）医疗科技有限公司","百齿泰（厦门）医疗科技有限公司","36e5e47ea11411eca4e190e2ba8d9d30","种植体系统-基台","（直型基台）Φ4.6×3.0mm，灭菌包装","IH I型","TC4钛合金","C0702021380100111802","C07020213801001118020000169",null,"申报企业自主确认为非招标产品、非中选产品或中选部件的附件（如覆盖螺丝、中央螺丝等）产品之一"]
["5281eeaf-8398-11ea-8bcf-fa163e0a8baf","0c0499a6-7ee5-11ea-80a3-fa163e0a8baf","国械注准20193170720","种植体系统","百齿泰（厦门）医疗科技有限公司","百齿泰（厦门）医疗科技有限公司","36e5e47ea11411eca4e190e2ba8d9d30","种植体系统-基台","（直型基台）Φ4.8×5.0mm，灭菌包装","IH I型","TC4钛合金","C0702021380100111802","C07020213801001118020000170",null,"申报企业自主确认为非招标产品、非中选产品或中选部件的附件（如覆盖螺丝、中央螺丝等）产品之一"]
["5281f028-8398-11ea-8bcf-fa163e0a8baf","0c0499a6-7ee5-11ea-80a3-fa163e0a8baf","国械注准20193170720","种植体系统","百齿泰（厦门）医疗科技有限公司","百齿泰（厦门）医疗科技有限公司","36e5e47ea11411eca4e190e2ba8d9d30","种植体系统-基台","（直型基台）Φ5.0×4.0mm，灭菌包装","IH I型","TC4钛合金","C0702021380100111802","C07020213801001118020000171",null,"申报企业自主确认为非招标产品、非中选产品或中选部件的附件（如覆盖螺丝、中央螺丝等）产品之一"]
["5281f19d-8398-11ea-8bcf-fa163e0a8baf","0c0499a6-7ee5-11ea-80a3-fa163e0a8baf","国械注准20193170720","种植体系统","百齿泰（厦门）医疗科技有限公司","百齿泰（厦门）医疗科技有限公司","36e5e47ea11411eca4e190e2ba8d9d30","种植体系统-基台","（直型基台）Φ4.6×2.5mm，灭菌包装","IH I型","TC4钛合金","C0702021380100111802","C07020213801001118020000172",null,"申报企业自主确认为非招标产品、非中选产品或中选部件的附件（如覆盖螺丝、中央螺丝等）产品之一"]
["5281f309-8398-11ea-8bcf-fa163e0a8baf","0c0499a6-7ee5-11ea-80a3-fa163e0a8baf","国械注准20193170720","种植体系统","百齿泰（厦门）医疗科技有限公司","百齿泰（厦门）医疗科技有限公司","36e5e47ea11411eca4e190e2ba8d9d30","种植体系统-基台","（直型基台）Φ5.0×2.5mm，灭菌包装","IH I型","TC4钛合金","C0702021380100111802","C07020213801001118020000173",null,"申报企业自主确认为非招标产品、非中选产品或中选部件的附件（如覆盖螺丝、中央螺丝等）产品之一"]
["5281f5df-8398-11ea-8bcf-fa163e0a8baf","0c0499a6-7ee5-11ea-80a3-fa163e0a8baf","国械注准20193170720","种植体系统","百齿泰（厦门）医疗科技有限公司","百齿泰（厦门）医疗科技有限公司","36e5e47ea11411eca4e190e2ba8d9d30","种植体系统-基台","（直型基台）Φ4.8×3.5mm，灭菌包装","IH I型","TC4钛合金","C0702021380100111802","C07020213801001118020000174",null,"申报企业自主确认为非招标产品、非中选产品或中选部件的附件（如覆盖螺丝、中央螺丝等）产品之一"]
["5281f76d-8398-11ea-8bcf-fa163e0a8baf","0c0499a6-7ee5-11ea-80a3-fa163e0a8baf","国械注准20193170720","种植体系统","百齿泰（厦门）医疗科技有限公司","百齿泰（厦门）医疗科技有限公司","36e5e47ea11411eca4e190e2ba8d9d30","种植体系统-基台","（直型基台）Φ5.0×2.0mm，灭菌包装","IH I型","TC4钛合金","C0702021380100111802","C07020213801001118020000175",null,"申报企业自主确认为非招标产品、非中选产品或中选部件的附件（如覆盖螺丝、中央螺丝等）产品之一"]
["52886a55-8398-11ea-8bcf-fa163e0a8baf","0c0499a6-7ee5-11ea-80a3-fa163e0a8baf","国械注准20193170720","种植体系统","百齿泰（厦门）医疗科技有限公司","百齿泰（厦门）医疗科技有限公司","36e5e47ea11411eca4e190e2ba8d9d30","种植体系统-基台","（直型基台）Φ4.6×2.0mm，灭菌包装","IH I型","TC4钛合金","C0702021380100111802","C07020213801001118020000176",null,"申报企业自主确认为非招标产品、非中选产品或中选部件的附件（如覆盖螺丝、中央螺丝等）产品之一"]
["52886d03-8398-11ea-8bcf-fa163e0a8baf","0c0499a6-7ee5-11ea-80a3-fa163e0a8baf","国械注准20193170720","种植体系统","百齿泰（厦门）医疗科技有限公司","百齿泰（厦门）医疗科技有限公司","36e5e47ea11411eca4e190e2ba8d9d30","种植体系统-基台","（直型基台）Φ4.8×4.5mm，灭菌包装","IH I型","TC4钛合金","C0702021380100111802","C07020213801001118020000177",null,"申报企业自主确认为非招标产品、非中选产品或中选部件的附件（如覆盖螺丝、中央螺丝等）产品之一"]
["52886ec6-8398-11ea-8bcf-fa163e0a8baf","0c0499a6-7ee5-11ea-80a3-fa163e0a8baf","国械注准20193170720","种植体系统","百齿泰（厦门）医疗科技有限公司","百齿泰（厦门）医疗科技有限公司","36e5e47ea11411eca4e190e2ba8d9d30","种植体系统-基台","（直型基台）Φ5.0×4.5mm，灭菌包装","IH I型","TC4钛合金","C0702021380100111802","C07020213801001118020000178",null,"申报企业自主确认为非招标产品、非中选产品或中选部件的附件（如覆盖螺丝、中央螺丝等）产品之一"]
["52887075-8398-11ea-8bcf-fa163e0a8baf","0c0499a6-7ee5-11ea-80a3-fa163e0a8baf","国械注准20193170720","种植体系统","百齿泰（厦门）医疗科技有限公司","百齿泰（厦门）医疗科技有限公司","36e5e47ea11411eca4e190e2ba8d9d30","种植体系统-基台","（直型基台）Φ4.6×1.5mm，灭菌包装","IH I型","TC4钛合金","C0702021380100111802","C07020213801001118020000179",null,"申报企业自主确认为非招标产品、非中选产品或中选部件的附件（如覆盖螺丝、中央螺丝等）产品之一"]
["528871f9-8398-11ea-8bcf-fa163e0a8baf","0c0499a6-7ee5-11ea-80a3-fa163e0a8baf","国械注准20193170720","种植体系统","百齿泰（厦门）医疗科技有限公司","百齿泰（厦门）医疗科技有限公司","36e5e47ea11411eca4e190e2ba8d9d30","种植体系统-基台","（直型基台）Φ4.6×1.0mm，灭菌包装","IH I型","TC4钛合金","C0702021380100111802","C07020213801001118020000180",null,"申报企业自主确认为非招标产品、非中选产品或中选部件的附件（如覆盖螺丝、中央螺丝等）产品之一"]
["5288737b-8398-11ea-8bcf-fa163e0a8baf","0c0499a6-7ee5-11ea-80a3-fa163e0a8baf","国械注准20193170720","种植体系统","百齿泰（厦门）医疗科技有限公司","百齿泰（厦门）医疗科技有限公司","36e5e47ea11411eca4e190e2ba8d9d30","种植体系统-基台","（直型基台）Φ5.0×5.0mm，灭菌包装","IH I型","TC4钛合金","C0702021380100111802","C07020213801001118020000181",null,"申报企业自主确认为非招标产品、非中选产品或中选部件的附件（如覆盖螺丝、中央螺丝等）产品之一"]
["528874fa-8398-11ea-8bcf-fa163e0a8baf","0c0499a6-7ee5-11ea-80a3-fa163e0a8baf","国械注准20193170720","种植体系统","百齿泰（厦门）医疗科技有限公司","百齿泰（厦门）医疗科技有限公司","36e5e47ea11411eca4e190e2ba8d9d30","种植体系统-基台","（直型基台）Φ4.8×3.0mm，灭菌包装","IH I型","TC4钛合金","C0702021380100111802","C07020213801001118020000182",null,"申报企业自主确认为非招标产品、非中选产品或中选部件的附件（如覆盖螺丝、中央螺丝等）产品之一"]
["52887680-8398-11ea-8bcf-fa163e0a8baf","0c0499a6-7ee5-11ea-80a3-fa163e0a8baf","国械注准20193170720","种植体系统","百齿泰（厦门）医疗科技有限公司","百齿泰（厦门）医疗科技有限公司","36e5e47ea11411eca4e190e2ba8d9d30","种植体系统-基台","（直型基台）Φ4.8×2.0mm，灭菌包装","IH I型","TC4钛合金","C0702021380100111802","C07020213801001118020000183",null,"申报企业自主确认为非招标产品、非中选产品或中选部件的附件（如覆盖螺丝、中央螺丝等）产品之一"]
["528877fd-8398-11ea-8bcf-fa163e0a8baf","0c0499a6-7ee5-11ea-80a3-fa163e0a8baf","国械注准20193170720","种植体系统","百齿泰（厦门）医疗科技有限公司","百齿泰（厦门）医疗科技有限公司","36e5e47ea11411eca4e190e2ba8d9d30","种植体系统-基台","（直型基台）Φ4.6×5.0mm，灭菌包装","IH I型","TC4钛合金","C0702021380100111802","C07020213801001118020000184",null,"申报企业自主确认为非招标产品、非中选产品或中选部件的附件（如覆盖螺丝、中央螺丝等）产品之一"]
["52887972-8398-11ea-8bcf-fa163e0a8baf","0c0499a6-7ee5-11ea-80a3-fa163e0a8baf","国械注准20193170720","种植体系统","百齿泰（厦门）医疗科技有限公司","百齿泰（厦门）医疗科技有限公司","36e5e47ea11411eca4e190e2ba8d9d30","种植体系统-基台","（直型基台）Φ4.8×2.5mm，灭菌包装","IH I型","TC4钛合金","C0702021380100111802","C07020213801001118020000185",null,"申报企业自主确认为非招标产品、非中选产品或中选部件的附件（如覆盖螺丝、中央螺丝等）产品之一"]
["52887ae2-8398-11ea-8bcf-fa163e0a8baf","0c0499a6-7ee5-11ea-80a3-fa163e0a8baf","国械注准20193170720","种植体系统","百齿泰（厦门）医疗科技有限公司","百齿泰（厦门）医疗科技有限公司","36e5e47ea11411eca4e190e2ba8d9d30","种植体系统-基台","（直型基台）Φ5.0×1.5mm，灭菌包装","IH I型","TC4钛合金","C0702021380100111802","C07020213801001118020000186",null,"申报企业自主确认为非招标产品、非中选产品或中选部件的附件（如覆盖螺丝、中央螺丝等）产品之一"]
["52887c5d-8398-11ea-8bcf-fa163e0a8baf","0c0499a6-7ee5-11ea-80a3-fa163e0a8baf","国械注准20193170720","种植体系统","百齿泰（厦门）医疗科技有限公司","百齿泰（厦门）医疗科技有限公司","36e5e47ea11411eca4e190e2ba8d9d30","种植体系统-基台","（直型基台）Φ5.0×3.5mm，灭菌包装","IH I型","TC4钛合金","C0702021380100111802","C07020213801001118020000187",null,"申报企业自主确认为非招标产品、非中选产品或中选部件的附件（如覆盖螺丝、中央螺丝等）产品之一"]
["52887e0c-8398-11ea-8bcf-fa163e0a8baf","0c0499a6-7ee5-11ea-80a3-fa163e0a8baf","国械注准20193170720","种植体系统","百齿泰（厦门）医疗科技有限公司","百齿泰（厦门）医疗科技有限公司","36e5e47ea11411eca4e190e2ba8d9d30","种植体系统-基台","（直型基台）Φ4.6×3.5mm，灭菌包装","IH I型","TC4钛合金","C0702021380100111802","C07020213801001118020000188",null,"申报企业自主确认为非招标产品、非中选产品或中选部件的附件（如覆盖螺丝、中央螺丝等）产品之一"]
["6772a3cc-4b0a-11eb-bb5e-fa163e311f19","0c0499a6-7ee5-11ea-80a3-fa163e0a8baf","国械注准20193170720","种植体系统","百齿泰（厦门）医疗科技有限公司","百齿泰（厦门）医疗科技有限公司","36e5e47ea11411eca4e190e2ba8d9d30","种植体系统-基台","（直型基台）Φ7.5×3.0mm","IH Ⅴ型","TC4钛合金","C0702021380100111802","C07020213801001118020000189",null,"申报企业自主确认为非招标产品、非中选产品或中选部件的附件（如覆盖螺丝、中央螺丝等）产品之一"]
["6772cc7f-4b0a-11eb-bb5e-fa163e311f19","0c0499a6-7ee5-11ea-80a3-fa163e0a8baf","国械注准20193170720","种植体系统","百齿泰（厦门）医疗科技有限公司","百齿泰（厦门）医疗科技有限公司","36e5e47ea11411eca4e190e2ba8d9d30","种植体系统-基台","（直型基台）Φ6.0×3.0mm","IH Ⅴ型","TC4钛合金","C0702021380100111802","C07020213801001118020000190",null,"申报企业自主确认为非招标产品、非中选产品或中选部件的附件（如覆盖螺丝、中央螺丝等）产品之一"]
["6772cf2d-4b0a-11eb-bb5e-fa163e311f19","0c0499a6-7ee5-11ea-80a3-fa163e0a8baf","国械注准20193170720","种植体系统","百齿泰（厦门）医疗科技有限公司","百齿泰（厦门）医疗科技有限公司","36e5e47ea11411eca4e190e2ba8d9d30","种植体系统-基台","（直型基台）Φ6.0×4.0mm","IH Ⅴ型","TC4钛合金","C0702021380100111802","C07020213801001118020000191",null,"申报企业自主确认为非招标产品、非中选产品或中选部件的附件（如覆盖螺丝、中央螺丝等）产品之一"]
["6772d103-4b0a-11eb-bb5e-fa163e311f19","0c0499a6-7ee5-11ea-80a3-fa163e0a8baf","国械注准20193170720","种植体系统","百齿泰（厦门）医疗科技有限公司","百齿泰（厦门）医疗科技有限公司","36e5e47ea11411eca4e190e2ba8d9d30","种植体系统-基台","（直型基台）Φ5.0×4.0mm","IH Ⅴ型","TC4钛合金","C0702021380100111802","C07020213801001118020000192",null,"申报企业自主确认为非招标产品、非中选产品或中选部件的附件（如覆盖螺丝、中央螺丝等）产品之一"]
["6772d2e8-4b0a-11eb-bb5e-fa163e311f19","0c0499a6-7ee5-11ea-80a3-fa163e0a8baf","国械注准20193170720","种植体系统","百齿泰（厦门）医疗科技有限公司","百齿泰（厦门）医疗科技有限公司","36e5e47ea11411eca4e190e2ba8d9d30","种植体系统-基台","（直型基台）Φ6.5×5.0mm","IH Ⅴ型","TC4钛合金","C0702021380100111802","C07020213801001118020000193",null,"申报企业自主确认为非招标产品、非中选产品或中选部件的附件（如覆盖螺丝、中央螺丝等）产品之一"]
["6772d4b8-4b0a-11eb-bb5e-fa163e311f19","0c0499a6-7ee5-11ea-80a3-fa163e0a8baf","国械注准20193170720","种植体系统","百齿泰（厦门）医疗科技有限公司","百齿泰（厦门）医疗科技有限公司","36e5e47ea11411eca4e190e2ba8d9d30","种植体系统-基台","（直型基台）Φ5.8×3.5mm","IH Ⅴ型","TC4钛合金","C0702021380100111802","C07020213801001118020000194",null,"申报企业自主确认为非招标产品、非中选产品或中选部件的附件（如覆盖螺丝、中央螺丝等）产品之一"]
["6772d64d-4b0a-11eb-bb5e-fa163e311f19","0c0499a6-7ee5-11ea-80a3-fa163e0a8baf","国械注准20193170720","种植体系统","百齿泰（厦门）医疗科技有限公司","百齿泰（厦门）医疗科技有限公司","36e5e47ea11411eca4e190e2ba8d9d30","种植体系统-基台","（直型基台）Φ8.0×3.0mm","IH Ⅴ型","TC4钛合金","C0702021380100111802","C07020213801001118020000195",null,"申报企业自主确认为非招标产品、非中选产品或中选部件的附件（如覆盖螺丝、中央螺丝等）产品之一"]
["6772d820-4b0a-11eb-bb5e-fa163e311f19","0c0499a6-7ee5-11ea-80a3-fa163e0a8baf","国械注准20193170720","种植体系统","百齿泰（厦门）医疗科技有限公司","百齿泰（厦门）医疗科技有限公司","36e5e47ea11411eca4e190e2ba8d9d30","种植体系统-基台","（直型基台）Φ5.3×3.5mm","IH Ⅴ型","TC4钛合金","C0702021380100111802","C07020213801001118020000196",null,"申报企业自主确认为非招标产品、非中选产品或中选部件的附件（如覆盖螺丝、中央螺丝等）产品之一"]
["67737ee1-4b0a-11eb-bb5e-fa163e311f19","0c0499a6-7ee5-11ea-80a3-fa163e0a8baf","国械注准20193170720","种植体系统","百齿泰（厦门）医疗科技有限公司","百齿泰（厦门）医疗科技有限公司","36e5e47ea11411eca4e190e2ba8d9d30","种植体系统-基台","（直型基台）Φ5.5×4.5mm","IH Ⅴ型","TC4钛合金","C0702021380100111802","C07020213801001118020000197",null,"申报企业自主确认为非招标产品、非中选产品或中选部件的附件（如覆盖螺丝、中央螺丝等）产品之一"]
["677381e7-4b0a-11eb-bb5e-fa163e311f19","0c0499a6-7ee5-11ea-80a3-fa163e0a8baf","国械注准20193170720","种植体系统","百齿泰（厦门）医疗科技有限公司","百齿泰（厦门）医疗科技有限公司","36e5e47ea11411eca4e190e2ba8d9d30","种植体系统-基台","（直型基台）Φ5.8×3.0mm","IH Ⅴ型","TC4钛合金","C0702021380100111802","C07020213801001118020000198",null,"申报企业自主确认为非招标产品、非中选产品或中选部件的附件（如覆盖螺丝、中央螺丝等）产品之一"]
["677383b8-4b0a-11eb-bb5e-fa163e311f19","0c0499a6-7ee5-11ea-80a3-fa163e0a8baf","国械注准20193170720","种植体系统","百齿泰（厦门）医疗科技有限公司","百齿泰（厦门）医疗科技有限公司","36e5e47ea11411eca4e190e2ba8d9d30","种植体系统-基台","（直型基台）Φ5.3×3.0mm","IH Ⅴ型","TC4钛合金","C0702021380100111802","C07020213801001118020000199",null,"申报企业自主确认为非招标产品、非中选产品或中选部件的附件（如覆盖螺丝、中央螺丝等）产品之一"]
["67738561-4b0a-11eb-bb5e-fa163e311f19","0c0499a6-7ee5-11ea-80a3-fa163e0a8baf","国械注准20193170720","种植体系统","百齿泰（厦门）医疗科技有限公司","百齿泰（厦门）医疗科技有限公司","36e5e47ea11411eca4e190e2ba8d9d30","种植体系统-基台","（直型基台）Φ5.3×4.0mm","IH Ⅴ型","TC4钛合金","C0702021380100111802","C07020213801001118020000200",null,"申报企业自主确认为非招标产品、非中选产品或中选部件的附件（如覆盖螺丝、中央螺丝等）产品之一"]
["67738701-4b0a-11eb-bb5e-fa163e311f19","0c0499a6-7ee5-11ea-80a3-fa163e0a8baf","国械注准20193170720","种植体系统","百齿泰（厦门）医疗科技有限公司","百齿泰（厦门）医疗科技有限公司","36e5e47ea11411eca4e190e2ba8d9d30","种植体系统-基台","（直型基台）Φ5.0×4.5mm","IH Ⅴ型","TC4钛合金","C0702021380100111802","C07020213801001118020000201",null,"申报企业自主确认为非招标产品、非中选产品或中选部件的附件（如覆盖螺丝、中央螺丝等）产品之一"]
["677388c1-4b0a-11eb-bb5e-fa163e311f19","0c0499a6-7ee5-11ea-80a3-fa163e0a8baf","国械注准20193170720","种植体系统","百齿泰（厦门）医疗科技有限公司","百齿泰（厦门）医疗科技有限公司","36e5e47ea11411eca4e190e2ba8d9d30","种植体系统-基台","（直型基台）Φ7.0×3.0mm","IH Ⅴ型","TC4钛合金","C0702021380100111802","C07020213801001118020000202",null,"申报企业自主确认为非招标产品、非中选产品或中选部件的附件（如覆盖螺丝、中央螺丝等）产品之一"]
["67739236-4b0a-11eb-bb5e-fa163e311f19","0c0499a6-7ee5-11ea-80a3-fa163e0a8baf","国械注准20193170720","种植体系统","百齿泰（厦门）医疗科技有限公司","百齿泰（厦门）医疗科技有限公司","36e5e47ea11411eca4e190e2ba8d9d30","种植体系统-基台","（直型基台）Φ6.5×3.5mm","IH Ⅴ型","TC4钛合金","C0702021380100111802","C07020213801001118020000203",null,"申报企业自主确认为非招标产品、非中选产品或中选部件的附件（如覆盖螺丝、中央螺丝等）产品之一"]
["677393d8-4b0a-11eb-bb5e-fa163e311f19","0c0499a6-7ee5-11ea-80a3-fa163e0a8baf","国械注准20193170720","种植体系统","百齿泰（厦门）医疗科技有限公司","百齿泰（厦门）医疗科技有限公司","36e5e47ea11411eca4e190e2ba8d9d30","种植体系统-基台","（直型基台）Φ7.5×3.5mm","IH Ⅴ型","TC4钛合金","C0702021380100111802","C07020213801001118020000204",null,"申报企业自主确认为非招标产品、非中选产品或中选部件的附件（如覆盖螺丝、中央螺丝等）产品之一"]
["67739591-4b0a-11eb-bb5e-fa163e311f19","0c0499a6-7ee5-11ea-80a3-fa163e0a8baf","国械注准20193170720","种植体系统","百齿泰（厦门）医疗科技有限公司","百齿泰（厦门）医疗科技有限公司","36e5e47ea11411eca4e190e2ba8d9d30","种植体系统-基台","（直型基台）Φ5.5×3.5mm","IH Ⅴ型","TC4钛合金","C0702021380100111802","C07020213801001118020000205",null,"申报企业自主确认为非招标产品、非中选产品或中选部件的附件（如覆盖螺丝、中央螺丝等）产品之一"]
["6773973d-4b0a-11eb-bb5e-fa163e311f19","0c0499a6-7ee5-11ea-80a3-fa163e0a8baf","国械注准20193170720","种植体系统","百齿泰（厦门）医疗科技有限公司","百齿泰（厦门）医疗科技有限公司","36e5e47ea11411eca4e190e2ba8d9d30","种植体系统-基台","（直型基台）Φ8.0×2.5mm","IH Ⅴ型","TC4钛合金","C0702021380100111802","C07020213801001118020000206",null,"申报企业自主确认为非招标产品、非中选产品或中选部件的附件（如覆盖螺丝、中央螺丝等）产品之一"]
["677398db-4b0a-11eb-bb5e-fa163e311f19","0c0499a6-7ee5-11ea-80a3-fa163e0a8baf","国械注准20193170720","种植体系统","百齿泰（厦门）医疗科技有限公司","百齿泰（厦门）医疗科技有限公司","36e5e47ea11411eca4e190e2ba8d9d30","种植体系统-基台","（直型基台）Φ6.5×3.0mm","IH Ⅴ型","TC4钛合金","C0702021380100111802","C07020213801001118020000207",null,"申报企业自主确认为非招标产品、非中选产品或中选部件的附件（如覆盖螺丝、中央螺丝等）产品之一"]
["67739a68-4b0a-11eb-bb5e-fa163e311f19","0c0499a6-7ee5-11ea-80a3-fa163e0a8baf","国械注准20193170720","种植体系统","百齿泰（厦门）医疗科技有限公司","百齿泰（厦门）医疗科技有限公司","36e5e47ea11411eca4e190e2ba8d9d30","种植体系统-基台","（直型基台）Φ7.5×4.5mm","IH Ⅴ型","TC4钛合金","C0702021380100111802","C07020213801001118020000208",null,"申报企业自主确认为非招标产品、非中选产品或中选部件的附件（如覆盖螺丝、中央螺丝等）产品之一"]
["67739bed-4b0a-11eb-bb5e-fa163e311f19","0c0499a6-7ee5-11ea-80a3-fa163e0a8baf","国械注准20193170720","种植体系统","百齿泰（厦门）医疗科技有限公司","百齿泰（厦门）医疗科技有限公司","36e5e47ea11411eca4e190e2ba8d9d30","种植体系统-基台","（直型基台）Φ5.5×4.0mm","IH Ⅴ型","TC4钛合金","C0702021380100111802","C07020213801001118020000209",null,"申报企业自主确认为非招标产品、非中选产品或中选部件的附件（如覆盖螺丝、中央螺丝等）产品之一"]
["67739dea-4b0a-11eb-bb5e-fa163e311f19","0c0499a6-7ee5-11ea-80a3-fa163e0a8baf","国械注准20193170720","种植体系统","百齿泰（厦门）医疗科技有限公司","百齿泰（厦门）医疗科技有限公司","36e5e47ea11411eca4e190e2ba8d9d30","种植体系统-基台","（直型基台）Φ5.3×2.5mm","IH Ⅴ型","TC4钛合金","C0702021380100111802","C07020213801001118020000210",null,"申报企业自主确认为非招标产品、非中选产品或中选部件的附件（如覆盖螺丝、中央螺丝等）产品之一"]
["67739fb3-4b0a-11eb-bb5e-fa163e311f19","0c0499a6-7ee5-11ea-80a3-fa163e0a8baf","国械注准20193170720","种植体系统","百齿泰（厦门）医疗科技有限公司","百齿泰（厦门）医疗科技有限公司","36e5e47ea11411eca4e190e2ba8d9d30","种植体系统-基台","（直型基台）Φ6.0×3.5mm","IH Ⅴ型","TC4钛合金","C0702021380100111802","C07020213801001118020000211",null,"申报企业自主确认为非招标产品、非中选产品或中选部件的附件（如覆盖螺丝、中央螺丝等）产品之一"]
["6773a146-4b0a-11eb-bb5e-fa163e311f19","0c0499a6-7ee5-11ea-80a3-fa163e0a8baf","国械注准20193170720","种植体系统","百齿泰（厦门）医疗科技有限公司","百齿泰（厦门）医疗科技有限公司","36e5e47ea11411eca4e190e2ba8d9d30","种植体系统-基台","（直型基台）Φ5.8×4.0mm","IH Ⅴ型","TC4钛合金","C0702021380100111802","C07020213801001118020000212",null,"申报企业自主确认为非招标产品、非中选产品或中选部件的附件（如覆盖螺丝、中央螺丝等）产品之一"]
["6773a308-4b0a-11eb-bb5e-fa163e311f19","0c0499a6-7ee5-11ea-80a3-fa163e0a8baf","国械注准20193170720","种植体系统","百齿泰（厦门）医疗科技有限公司","百齿泰（厦门）医疗科技有限公司","36e5e47ea11411eca4e190e2ba8d9d30","种植体系统-基台","（直型基台）Φ5.0×5.0mm","IH Ⅴ型","TC4钛合金","C0702021380100111802","C07020213801001118020000213",null,"申报企业自主确认为非招标产品、非中选产品或中选部件的附件（如覆盖螺丝、中央螺丝等）产品之一"]
["6773a4cd-4b0a-11eb-bb5e-fa163e311f19","0c0499a6-7ee5-11ea-80a3-fa163e0a8baf","国械注准20193170720","种植体系统","百齿泰（厦门）医疗科技有限公司","百齿泰（厦门）医疗科技有限公司","36e5e47ea11411eca4e190e2ba8d9d30","种植体系统-基台","（直型基台）Φ5.0×2.5mm","IH Ⅴ型","TC4钛合金","C0702021380100111802","C07020213801001118020000214",null,"申报企业自主确认为非招标产品、非中选产品或中选部件的附件（如覆盖螺丝、中央螺丝等）产品之一"]
["6773a657-4b0a-11eb-bb5e-fa163e311f19","0c0499a6-7ee5-11ea-80a3-fa163e0a8baf","国械注准20193170720","种植体系统","百齿泰（厦门）医疗科技有限公司","百齿泰（厦门）医疗科技有限公司","36e5e47ea11411eca4e190e2ba8d9d30","种植体系统-基台","（直型基台）Φ6.5×4.5mm","IH Ⅴ型","TC4钛合金","C0702021380100111802","C07020213801001118020000215",null,"申报企业自主确认为非招标产品、非中选产品或中选部件的附件（如覆盖螺丝、中央螺丝等）产品之一"]
["6773a7fc-4b0a-11eb-bb5e-fa163e311f19","0c0499a6-7ee5-11ea-80a3-fa163e0a8baf","国械注准20193170720","种植体系统","百齿泰（厦门）医疗科技有限公司","百齿泰（厦门）医疗科技有限公司","36e5e47ea11411eca4e190e2ba8d9d30","种植体系统-基台","（直型基台）Φ5.5×2.5mm","IH Ⅴ型","TC4钛合金","C0702021380100111802","C07020213801001118020000216",null,"申报企业自主确认为非招标产品、非中选产品或中选部件的附件（如覆盖螺丝、中央螺丝等）产品之一"]
["6773a97e-4b0a-11eb-bb5e-fa163e311f19","0c0499a6-7ee5-11ea-80a3-fa163e0a8baf","国械注准20193170720","种植体系统","百齿泰（厦门）医疗科技有限公司","百齿泰（厦门）医疗科技有限公司","36e5e47ea11411eca4e190e2ba8d9d30","种植体系统-基台","（直型基台）Φ7.5×5.0mm","IH Ⅴ型","TC4钛合金","C0702021380100111802","C07020213801001118020000217",null,"申报企业自主确认为非招标产品、非中选产品或中选部件的附件（如覆盖螺丝、中央螺丝等）产品之一"]
["6773ab14-4b0a-11eb-bb5e-fa163e311f19","0c0499a6-7ee5-11ea-80a3-fa163e0a8baf","国械注准20193170720","种植体系统","百齿泰（厦门）医疗科技有限公司","百齿泰（厦门）医疗科技有限公司","36e5e47ea11411eca4e190e2ba8d9d30","种植体系统-基台","（直型基台）Φ7.0×4.5mm","IH Ⅴ型","TC4钛合金","C0702021380100111802","C07020213801001118020000218",null,"申报企业自主确认为非招标产品、非中选产品或中选部件的附件（如覆盖螺丝、中央螺丝等）产品之一"]
["6773acbd-4b0a-11eb-bb5e-fa163e311f19","0c0499a6-7ee5-11ea-80a3-fa163e0a8baf","国械注准20193170720","种植体系统","百齿泰（厦门）医疗科技有限公司","百齿泰（厦门）医疗科技有限公司","36e5e47ea11411eca4e190e2ba8d9d30","种植体系统-基台","（直型基台）Φ7.0×3.5mm","IH Ⅴ型","TC4钛合金","C0702021380100111802","C07020213801001118020000219",null,"申报企业自主确认为非招标产品、非中选产品或中选部件的附件（如覆盖螺丝、中央螺丝等）产品之一"]
["6773ae4a-4b0a-11eb-bb5e-fa163e311f19","0c0499a6-7ee5-11ea-80a3-fa163e0a8baf","国械注准20193170720","种植体系统","百齿泰（厦门）医疗科技有限公司","百齿泰（厦门）医疗科技有限公司","36e5e47ea11411eca4e190e2ba8d9d30","种植体系统-基台","（直型基台）Φ8.0×4.0mm","IH Ⅴ型","TC4钛合金","C0702021380100111802","C07020213801001118020000220",null,"申报企业自主确认为非招标产品、非中选产品或中选部件的附件（如覆盖螺丝、中央螺丝等）产品之一"]
["6773aff6-4b0a-11eb-bb5e-fa163e311f19","0c0499a6-7ee5-11ea-80a3-fa163e0a8baf","国械注准20193170720","种植体系统","百齿泰（厦门）医疗科技有限公司","百齿泰（厦门）医疗科技有限公司","36e5e47ea11411eca4e190e2ba8d9d30","种植体系统-基台","（直型基台）Φ6.0×5.0mm","IH Ⅴ型","TC4钛合金","C0702021380100111802","C07020213801001118020000221",null,"申报企业自主确认为非招标产品、非中选产品或中选部件的附件（如覆盖螺丝、中央螺丝等）产品之一"]
["6773b193-4b0a-11eb-bb5e-fa163e311f19","0c0499a6-7ee5-11ea-80a3-fa163e0a8baf","国械注准20193170720","种植体系统","百齿泰（厦门）医疗科技有限公司","百齿泰（厦门）医疗科技有限公司","36e5e47ea11411eca4e190e2ba8d9d30","种植体系统-基台","（直型基台）Φ5.8×4.5mm","IH Ⅴ型","TC4钛合金","C0702021380100111802","C07020213801001118020000222",null,"申报企业自主确认为非招标产品、非中选产品或中选部件的附件（如覆盖螺丝、中央螺丝等）产品之一"]
["677475c2-4b0a-11eb-bb5e-fa163e311f19","0c0499a6-7ee5-11ea-80a3-fa163e0a8baf","国械注准20193170720","种植体系统","百齿泰（厦门）医疗科技有限公司","百齿泰（厦门）医疗科技有限公司","36e5e47ea11411eca4e190e2ba8d9d30","种植体系统-基台","（直型基台）Φ6.0×2.5mm","IH Ⅴ型","TC4钛合金","C0702021380100111802","C07020213801001118020000223",null,"申报企业自主确认为非招标产品、非中选产品或中选部件的附件（如覆盖螺丝、中央螺丝等）产品之一"]
["677477d9-4b0a-11eb-bb5e-fa163e311f19","0c0499a6-7ee5-11ea-80a3-fa163e0a8baf","国械注准20193170720","种植体系统","百齿泰（厦门）医疗科技有限公司","百齿泰（厦门）医疗科技有限公司","36e5e47ea11411eca4e190e2ba8d9d30","种植体系统-基台","（直型基台）Φ5.3×5.0mm","IH Ⅴ型","TC4钛合金","C0702021380100111802","C07020213801001118020000224",null,"申报企业自主确认为非招标产品、非中选产品或中选部件的附件（如覆盖螺丝、中央螺丝等）产品之一"]
["677479ae-4b0a-11eb-bb5e-fa163e311f19","0c0499a6-7ee5-11ea-80a3-fa163e0a8baf","国械注准20193170720","种植体系统","百齿泰（厦门）医疗科技有限公司","百齿泰（厦门）医疗科技有限公司","36e5e47ea11411eca4e190e2ba8d9d30","种植体系统-基台","（直型基台）Φ7.5×2.5mm","IH Ⅴ型","TC4钛合金","C0702021380100111802","C07020213801001118020000225",null,"申报企业自主确认为非招标产品、非中选产品或中选部件的附件（如覆盖螺丝、中央螺丝等）产品之一"]
["67747f1f-4b0a-11eb-bb5e-fa163e311f19","0c0499a6-7ee5-11ea-80a3-fa163e0a8baf","国械注准20193170720","种植体系统","百齿泰（厦门）医疗科技有限公司","百齿泰（厦门）医疗科技有限公司","36e5e47ea11411eca4e190e2ba8d9d30","种植体系统-基台","（直型基台）Φ5.8×2.5mm","IH Ⅴ型","TC4钛合金","C0702021380100111802","C07020213801001118020000226",null,"申报企业自主确认为非招标产品、非中选产品或中选部件的附件（如覆盖螺丝、中央螺丝等）产品之一"]
["677480e8-4b0a-11eb-bb5e-fa163e311f19","0c0499a6-7ee5-11ea-80a3-fa163e0a8baf","国械注准20193170720","种植体系统","百齿泰（厦门）医疗科技有限公司","百齿泰（厦门）医疗科技有限公司","36e5e47ea11411eca4e190e2ba8d9d30","种植体系统-基台","（直型基台）Φ7.0×2.5mm","IH Ⅴ型","TC4钛合金","C0702021380100111802","C07020213801001118020000227",null,"申报企业自主确认为非招标产品、非中选产品或中选部件的附件（如覆盖螺丝、中央螺丝等）产品之一"]
["677482a3-4b0a-11eb-bb5e-fa163e311f19","0c0499a6-7ee5-11ea-80a3-fa163e0a8baf","国械注准20193170720","种植体系统","百齿泰（厦门）医疗科技有限公司","百齿泰（厦门）医疗科技有限公司","36e5e47ea11411eca4e190e2ba8d9d30","种植体系统-基台","（直型基台）Φ5.8×5.0mm","IH Ⅴ型","TC4钛合金","C0702021380100111802","C07020213801001118020000228",null,"申报企业自主确认为非招标产品、非中选产品或中选部件的附件（如覆盖螺丝、中央螺丝等）产品之一"]
["67748441-4b0a-11eb-bb5e-fa163e311f19","0c0499a6-7ee5-11ea-80a3-fa163e0a8baf","国械注准20193170720","种植体系统","百齿泰（厦门）医疗科技有限公司","百齿泰（厦门）医疗科技有限公司","36e5e47ea11411eca4e190e2ba8d9d30","种植体系统-基台","（直型基台）Φ5.0×3.5mm","IH Ⅴ型","TC4钛合金","C0702021380100111802","C07020213801001118020000229",null,"申报企业自主确认为非招标产品、非中选产品或中选部件的附件（如覆盖螺丝、中央螺丝等）产品之一"]
["677485ed-4b0a-11eb-bb5e-fa163e311f19","0c0499a6-7ee5-11ea-80a3-fa163e0a8baf","国械注准20193170720","种植体系统","百齿泰（厦门）医疗科技有限公司","百齿泰（厦门）医疗科技有限公司","36e5e47ea11411eca4e190e2ba8d9d30","种植体系统-基台","（直型基台）Φ8.0×3.5mm","IH Ⅴ型","TC4钛合金","C0702021380100111802","C07020213801001118020000230",null,"申报企业自主确认为非招标产品、非中选产品或中选部件的附件（如覆盖螺丝、中央螺丝等）产品之一"]
["677487a7-4b0a-11eb-bb5e-fa163e311f19","0c0499a6-7ee5-11ea-80a3-fa163e0a8baf","国械注准20193170720","种植体系统","百齿泰（厦门）医疗科技有限公司","百齿泰（厦门）医疗科技有限公司","36e5e47ea11411eca4e190e2ba8d9d30","种植体系统-基台","（直型基台）Φ8.0×4.5mm","IH Ⅴ型","TC4钛合金","C0702021380100111802","C07020213801001118020000231",null,"申报企业自主确认为非招标产品、非中选产品或中选部件的附件（如覆盖螺丝、中央螺丝等）产品之一"]
["677489cd-4b0a-11eb-bb5e-fa163e311f19","0c0499a6-7ee5-11ea-80a3-fa163e0a8baf","国械注准20193170720","种植体系统","百齿泰（厦门）医疗科技有限公司","百齿泰（厦门）医疗科技有限公司","36e5e47ea11411eca4e190e2ba8d9d30","种植体系统-基台","（直型基台）Φ8.0×5.0mm","IH Ⅴ型","TC4钛合金","C0702021380100111802","C07020213801001118020000232",null,"申报企业自主确认为非招标产品、非中选产品或中选部件的附件（如覆盖螺丝、中央螺丝等）产品之一"]
["67748b51-4b0a-11eb-bb5e-fa163e311f19","0c0499a6-7ee5-11ea-80a3-fa163e0a8baf","国械注准20193170720","种植体系统","百齿泰（厦门）医疗科技有限公司","百齿泰（厦门）医疗科技有限公司","36e5e47ea11411eca4e190e2ba8d9d30","种植体系统-基台","（直型基台）Φ7.0×5.0mm","IH Ⅴ型","TC4钛合金","C0702021380100111802","C07020213801001118020000233",null,"申报企业自主确认为非招标产品、非中选产品或中选部件的附件（如覆盖螺丝、中央螺丝等）产品之一"]
["67748cf9-4b0a-11eb-bb5e-fa163e311f19","0c0499a6-7ee5-11ea-80a3-fa163e0a8baf","国械注准20193170720","种植体系统","百齿泰（厦门）医疗科技有限公司","百齿泰（厦门）医疗科技有限公司","36e5e47ea11411eca4e190e2ba8d9d30","种植体系统-基台","（直型基台）Φ6.5×4.0mm","IH Ⅴ型","TC4钛合金","C0702021380100111802","C07020213801001118020000234",null,"申报企业自主确认为非招标产品、非中选产品或中选部件的附件（如覆盖螺丝、中央螺丝等）产品之一"]
["67748ed4-4b0a-11eb-bb5e-fa163e311f19","0c0499a6-7ee5-11ea-80a3-fa163e0a8baf","国械注准20193170720","种植体系统","百齿泰（厦门）医疗科技有限公司","百齿泰（厦门）医疗科技有限公司","36e5e47ea11411eca4e190e2ba8d9d30","种植体系统-基台","（直型基台）Φ5.3×4.5mm","IH Ⅴ型","TC4钛合金","C0702021380100111802","C07020213801001118020000235",null,"申报企业自主确认为非招标产品、非中选产品或中选部件的附件（如覆盖螺丝、中央螺丝等）产品之一"]
["67749064-4b0a-11eb-bb5e-fa163e311f19","0c0499a6-7ee5-11ea-80a3-fa163e0a8baf","国械注准20193170720","种植体系统","百齿泰（厦门）医疗科技有限公司","百齿泰（厦门）医疗科技有限公司","36e5e47ea11411eca4e190e2ba8d9d30","种植体系统-基台","（直型基台）Φ5.0×3.0mm","IH Ⅴ型","TC4钛合金","C0702021380100111802","C07020213801001118020000236",null,"申报企业自主确认为非招标产品、非中选产品或中选部件的附件（如覆盖螺丝、中央螺丝等）产品之一"]
["677491ea-4b0a-11eb-bb5e-fa163e311f19","0c0499a6-7ee5-11ea-80a3-fa163e0a8baf","国械注准20193170720","种植体系统","百齿泰（厦门）医疗科技有限公司","百齿泰（厦门）医疗科技有限公司","36e5e47ea11411eca4e190e2ba8d9d30","种植体系统-基台","（直型基台）Φ5.5×3.0mm","IH Ⅴ型","TC4钛合金","C0702021380100111802","C07020213801001118020000237",null,"申报企业自主确认为非招标产品、非中选产品或中选部件的附件（如覆盖螺丝、中央螺丝等）产品之一"]
["67749370-4b0a-11eb-bb5e-fa163e311f19","0c0499a6-7ee5-11ea-80a3-fa163e0a8baf","国械注准20193170720","种植体系统","百齿泰（厦门）医疗科技有限公司","百齿泰（厦门）医疗科技有限公司","36e5e47ea11411eca4e190e2ba8d9d30","种植体系统-基台","（直型基台）Φ5.5×5.0mm","IH Ⅴ型","TC4钛合金","C0702021380100111802","C07020213801001118020000238",null,"申报企业自主确认为非招标产品、非中选产品或中选部件的附件（如覆盖螺丝、中央螺丝等）产品之一"]
["67749524-4b0a-11eb-bb5e-fa163e311f19","0c0499a6-7ee5-11ea-80a3-fa163e0a8baf","国械注准20193170720","种植体系统","百齿泰（厦门）医疗科技有限公司","百齿泰（厦门）医疗科技有限公司","36e5e47ea11411eca4e190e2ba8d9d30","种植体系统-基台","（直型基台）Φ7.0×4.0mm","IH Ⅴ型","TC4钛合金","C0702021380100111802","C07020213801001118020000239",null,"申报企业自主确认为非招标产品、非中选产品或中选部件的附件（如覆盖螺丝、中央螺丝等）产品之一"]
["6774fde8-4b0a-11eb-bb5e-fa163e311f19","0c0499a6-7ee5-11ea-80a3-fa163e0a8baf","国械注准20193170720","种植体系统","百齿泰（厦门）医疗科技有限公司","百齿泰（厦门）医疗科技有限公司","36e5e47ea11411eca4e190e2ba8d9d30","种植体系统-基台","（直型基台）Φ6.0×4.5mm","IH Ⅴ型","TC4钛合金","C0702021380100111802","C07020213801001118020000240",null,"申报企业自主确认为非招标产品、非中选产品或中选部件的附件（如覆盖螺丝、中央螺丝等）产品之一"]
["67751243-4b0a-11eb-bb5e-fa163e311f19","0c0499a6-7ee5-11ea-80a3-fa163e0a8baf","国械注准20193170720","种植体系统","百齿泰（厦门）医疗科技有限公司","百齿泰（厦门）医疗科技有限公司","36e5e47ea11411eca4e190e2ba8d9d30","种植体系统-基台","（直型基台）Φ6.5×2.5mm","IH Ⅴ型","TC4钛合金","C0702021380100111802","C07020213801001118020000241",null,"申报企业自主确认为非招标产品、非中选产品或中选部件的附件（如覆盖螺丝、中央螺丝等）产品之一"]
["67751409-4b0a-11eb-bb5e-fa163e311f19","0c0499a6-7ee5-11ea-80a3-fa163e0a8baf","国械注准20193170720","种植体系统","百齿泰（厦门）医疗科技有限公司","百齿泰（厦门）医疗科技有限公司","36e5e47ea11411eca4e190e2ba8d9d30","种植体系统-基台","（直型基台）Φ7.5×4.0mm","IH Ⅴ型","TC4钛合金","C0702021380100111802","C07020213801001118020000242",null,"申报企业自主确认为非招标产品、非中选产品或中选部件的附件（如覆盖螺丝、中央螺丝等）产品之一"]
["77c1bae5-4b09-11eb-bb5e-fa163e311f19","0c0499a6-7ee5-11ea-80a3-fa163e0a8baf","国械注准20193170720","种植体系统","百齿泰（厦门）医疗科技有限公司","百齿泰（厦门）医疗科技有限公司","36e5e47ea11411eca4e190e2ba8d9d30","种植体系统-基台","（直型基台）Φ7.5×1.5mm","IT Ⅴ型","TC4钛合金","C0702021380100111802","C07020213801001118020000243",null,"申报企业自主确认为非招标产品、非中选产品或中选部件的附件（如覆盖螺丝、中央螺丝等）产品之一"]
["77c1fb0f-4b09-11eb-bb5e-fa163e311f19","0c0499a6-7ee5-11ea-80a3-fa163e0a8baf","国械注准20193170720","种植体系统","百齿泰（厦门）医疗科技有限公司","百齿泰（厦门）医疗科技有限公司","36e5e47ea11411eca4e190e2ba8d9d30","种植体系统-基台","（直型基台）Φ6.5×1.0mm","IT Ⅴ型","TC4钛合金","C0702021380100111802","C07020213801001118020000244",null,"申报企业自主确认为非招标产品、非中选产品或中选部件的附件（如覆盖螺丝、中央螺丝等）产品之一"]
["77c1fd74-4b09-11eb-bb5e-fa163e311f19","0c0499a6-7ee5-11ea-80a3-fa163e0a8baf","国械注准20193170720","种植体系统","百齿泰（厦门）医疗科技有限公司","百齿泰（厦门）医疗科技有限公司","36e5e47ea11411eca4e190e2ba8d9d30","种植体系统-基台","（直型基台）Φ7.0×2.5mm","IT Ⅴ型","TC4钛合金","C0702021380100111802","C07020213801001118020000245",null,"申报企业自主确认为非招标产品、非中选产品或中选部件的附件（如覆盖螺丝、中央螺丝等）产品之一"]
["77c1ff6d-4b09-11eb-bb5e-fa163e311f19","0c0499a6-7ee5-11ea-80a3-fa163e0a8baf","国械注准20193170720","种植体系统","百齿泰（厦门）医疗科技有限公司","百齿泰（厦门）医疗科技有限公司","36e5e47ea11411eca4e190e2ba8d9d30","种植体系统-基台","（直型基台）Φ6.5×0.5mm","IT Ⅴ型","TC4钛合金","C0702021380100111802","C07020213801001118020000246",null,"申报企业自主确认为非招标产品、非中选产品或中选部件的附件（如覆盖螺丝、中央螺丝等）产品之一"]
["77c20133-4b09-11eb-bb5e-fa163e311f19","0c0499a6-7ee5-11ea-80a3-fa163e0a8baf","国械注准20193170720","种植体系统","百齿泰（厦门）医疗科技有限公司","百齿泰（厦门）医疗科技有限公司","36e5e47ea11411eca4e190e2ba8d9d30","种植体系统-基台","（直型基台）Φ8.0×1.5mm","IT Ⅴ型","TC4钛合金","C0702021380100111802","C07020213801001118020000247",null,"申报企业自主确认为非招标产品、非中选产品或中选部件的附件（如覆盖螺丝、中央螺丝等）产品之一"]
["77c20320-4b09-11eb-bb5e-fa163e311f19","0c0499a6-7ee5-11ea-80a3-fa163e0a8baf","国械注准20193170720","种植体系统","百齿泰（厦门）医疗科技有限公司","百齿泰（厦门）医疗科技有限公司","36e5e47ea11411eca4e190e2ba8d9d30","种植体系统-基台","（直型基台）Φ5.3×4.0mm","IT Ⅴ型","TC4钛合金","C0702021380100111802","C07020213801001118020000248",null,"申报企业自主确认为非招标产品、非中选产品或中选部件的附件（如覆盖螺丝、中央螺丝等）产品之一"]
["77c204f8-4b09-11eb-bb5e-fa163e311f19","0c0499a6-7ee5-11ea-80a3-fa163e0a8baf","国械注准20193170720","种植体系统","百齿泰（厦门）医疗科技有限公司","百齿泰（厦门）医疗科技有限公司","36e5e47ea11411eca4e190e2ba8d9d30","种植体系统-基台","（直型基台）Φ7.5×5.0mm","IT Ⅴ型","TC4钛合金","C0702021380100111802","C07020213801001118020000249",null,"申报企业自主确认为非招标产品、非中选产品或中选部件的附件（如覆盖螺丝、中央螺丝等）产品之一"]
["77c2067c-4b09-11eb-bb5e-fa163e311f19","0c0499a6-7ee5-11ea-80a3-fa163e0a8baf","国械注准20193170720","种植体系统","百齿泰（厦门）医疗科技有限公司","百齿泰（厦门）医疗科技有限公司","36e5e47ea11411eca4e190e2ba8d9d30","种植体系统-基台","（直型基台）Φ5.8×2.5mm","IT Ⅴ型","TC4钛合金","C0702021380100111802","C07020213801001118020000250",null,"申报企业自主确认为非招标产品、非中选产品或中选部件的附件（如覆盖螺丝、中央螺丝等）产品之一"]
["77c20800-4b09-11eb-bb5e-fa163e311f19","0c0499a6-7ee5-11ea-80a3-fa163e0a8baf","国械注准20193170720","种植体系统","百齿泰（厦门）医疗科技有限公司","百齿泰（厦门）医疗科技有限公司","36e5e47ea11411eca4e190e2ba8d9d30","种植体系统-基台","（直型基台）Φ5.0×4.5mm","IT Ⅴ型","TC4钛合金","C0702021380100111802","C07020213801001118020000251",null,"申报企业自主确认为非招标产品、非中选产品或中选部件的附件（如覆盖螺丝、中央螺丝等）产品之一"]
["77c209cd-4b09-11eb-bb5e-fa163e311f19","0c0499a6-7ee5-11ea-80a3-fa163e0a8baf","国械注准20193170720","种植体系统","百齿泰（厦门）医疗科技有限公司","百齿泰（厦门）医疗科技有限公司","36e5e47ea11411eca4e190e2ba8d9d30","种植体系统-基台","（直型基台）Φ5.5×1.5mm","IT Ⅴ型","TC4钛合金","C0702021380100111802","C07020213801001118020000252",null,"申报企业自主确认为非招标产品、非中选产品或中选部件的附件（如覆盖螺丝、中央螺丝等）产品之一"]
["77c20b9e-4b09-11eb-bb5e-fa163e311f19","0c0499a6-7ee5-11ea-80a3-fa163e0a8baf","国械注准20193170720","种植体系统","百齿泰（厦门）医疗科技有限公司","百齿泰（厦门）医疗科技有限公司","36e5e47ea11411eca4e190e2ba8d9d30","种植体系统-基台","（直型基台）Φ5.0×3.0mm","IT Ⅴ型","TC4钛合金","C0702021380100111802","C07020213801001118020000253",null,"申报企业自主确认为非招标产品、非中选产品或中选部件的附件（如覆盖螺丝、中央螺丝等）产品之一"]
["77c20d1e-4b09-11eb-bb5e-fa163e311f19","0c0499a6-7ee5-11ea-80a3-fa163e0a8baf","国械注准20193170720","种植体系统","百齿泰（厦门）医疗科技有限公司","百齿泰（厦门）医疗科技有限公司","36e5e47ea11411eca4e190e2ba8d9d30","种植体系统-基台","（直型基台）Φ6.5×3.5mm","IT Ⅴ型","TC4钛合金","C0702021380100111802","C07020213801001118020000254",null,"申报企业自主确认为非招标产品、非中选产品或中选部件的附件（如覆盖螺丝、中央螺丝等）产品之一"]
["77c20ece-4b09-11eb-bb5e-fa163e311f19","0c0499a6-7ee5-11ea-80a3-fa163e0a8baf","国械注准20193170720","种植体系统","百齿泰（厦门）医疗科技有限公司","百齿泰（厦门）医疗科技有限公司","36e5e47ea11411eca4e190e2ba8d9d30","种植体系统-基台","（直型基台）Φ5.5×1.0mm","IT Ⅴ型","TC4钛合金","C0702021380100111802","C07020213801001118020000255",null,"申报企业自主确认为非招标产品、非中选产品或中选部件的附件（如覆盖螺丝、中央螺丝等）产品之一"]
["77c21171-4b09-11eb-bb5e-fa163e311f19","0c0499a6-7ee5-11ea-80a3-fa163e0a8baf","国械注准20193170720","种植体系统","百齿泰（厦门）医疗科技有限公司","百齿泰（厦门）医疗科技有限公司","36e5e47ea11411eca4e190e2ba8d9d30","种植体系统-基台","（直型基台）Φ5.0×2.0mm","IT Ⅴ型","TC4钛合金","C0702021380100111802","C07020213801001118020000256",null,"申报企业自主确认为非招标产品、非中选产品或中选部件的附件（如覆盖螺丝、中央螺丝等）产品之一"]
["77c213a6-4b09-11eb-bb5e-fa163e311f19","0c0499a6-7ee5-11ea-80a3-fa163e0a8baf","国械注准20193170720","种植体系统","百齿泰（厦门）医疗科技有限公司","百齿泰（厦门）医疗科技有限公司","36e5e47ea11411eca4e190e2ba8d9d30","种植体系统-基台","（直型基台）Φ5.3×5.0mm","IT Ⅴ型","TC4钛合金","C0702021380100111802","C07020213801001118020000257",null,"申报企业自主确认为非招标产品、非中选产品或中选部件的附件（如覆盖螺丝、中央螺丝等）产品之一"]
["77c21628-4b09-11eb-bb5e-fa163e311f19","0c0499a6-7ee5-11ea-80a3-fa163e0a8baf","国械注准20193170720","种植体系统","百齿泰（厦门）医疗科技有限公司","百齿泰（厦门）医疗科技有限公司","36e5e47ea11411eca4e190e2ba8d9d30","种植体系统-基台","（直型基台）Φ7.5×2.0mm","IT Ⅴ型","TC4钛合金","C0702021380100111802","C07020213801001118020000258",null,"申报企业自主确认为非招标产品、非中选产品或中选部件的附件（如覆盖螺丝、中央螺丝等）产品之一"]
["77c217e6-4b09-11eb-bb5e-fa163e311f19","0c0499a6-7ee5-11ea-80a3-fa163e0a8baf","国械注准20193170720","种植体系统","百齿泰（厦门）医疗科技有限公司","百齿泰（厦门）医疗科技有限公司","36e5e47ea11411eca4e190e2ba8d9d30","种植体系统-基台","（直型基台）Φ6.5×2.0mm","IT Ⅴ型","TC4钛合金","C0702021380100111802","C07020213801001118020000259",null,"申报企业自主确认为非招标产品、非中选产品或中选部件的附件（如覆盖螺丝、中央螺丝等）产品之一"]
["77c219fb-4b09-11eb-bb5e-fa163e311f19","0c0499a6-7ee5-11ea-80a3-fa163e0a8baf","国械注准20193170720","种植体系统","百齿泰（厦门）医疗科技有限公司","百齿泰（厦门）医疗科技有限公司","36e5e47ea11411eca4e190e2ba8d9d30","种植体系统-基台","（直型基台）Φ7.0×1.0mm","IT Ⅴ型","TC4钛合金","C0702021380100111802","C07020213801001118020000260",null,"申报企业自主确认为非招标产品、非中选产品或中选部件的附件（如覆盖螺丝、中央螺丝等）产品之一"]
["77c21d99-4b09-11eb-bb5e-fa163e311f19","0c0499a6-7ee5-11ea-80a3-fa163e0a8baf","国械注准20193170720","种植体系统","百齿泰（厦门）医疗科技有限公司","百齿泰（厦门）医疗科技有限公司","36e5e47ea11411eca4e190e2ba8d9d30","种植体系统-基台","（直型基台）Φ5.5×3.5mm","IT Ⅴ型","TC4钛合金","C0702021380100111802","C07020213801001118020000262",null,"申报企业自主确认为非招标产品、非中选产品或中选部件的附件（如覆盖螺丝、中央螺丝等）产品之一"]
["77c21f44-4b09-11eb-bb5e-fa163e311f19","0c0499a6-7ee5-11ea-80a3-fa163e0a8baf","国械注准20193170720","种植体系统","百齿泰（厦门）医疗科技有限公司","百齿泰（厦门）医疗科技有限公司","36e5e47ea11411eca4e190e2ba8d9d30","种植体系统-基台","（直型基台）Φ8.0×4.0mm","IT Ⅴ型","TC4钛合金","C0702021380100111802","C07020213801001118020000263",null,"申报企业自主确认为非招标产品、非中选产品或中选部件的附件（如覆盖螺丝、中央螺丝等）产品之一"]
["77c22b72-4b09-11eb-bb5e-fa163e311f19","0c0499a6-7ee5-11ea-80a3-fa163e0a8baf","国械注准20193170720","种植体系统","百齿泰（厦门）医疗科技有限公司","百齿泰（厦门）医疗科技有限公司","36e5e47ea11411eca4e190e2ba8d9d30","种植体系统-基台","（直型基台）Φ5.3×0.5mm","IT Ⅴ型","TC4钛合金","C0702021380100111802","C07020213801001118020000266",null,"申报企业自主确认为非招标产品、非中选产品或中选部件的附件（如覆盖螺丝、中央螺丝等）产品之一"]
["77c24bd3-4b09-11eb-bb5e-fa163e311f19","0c0499a6-7ee5-11ea-80a3-fa163e0a8baf","国械注准20193170720","种植体系统","百齿泰（厦门）医疗科技有限公司","百齿泰（厦门）医疗科技有限公司","36e5e47ea11411eca4e190e2ba8d9d30","种植体系统-基台","（直型基台）Φ6.0×5.0mm","IT Ⅴ型","TC4钛合金","C0702021380100111802","C07020213801001118020000267",null,"申报企业自主确认为非招标产品、非中选产品或中选部件的附件（如覆盖螺丝、中央螺丝等）产品之一"]
["77c250fd-4b09-11eb-bb5e-fa163e311f19","0c0499a6-7ee5-11ea-80a3-fa163e0a8baf","国械注准20193170720","种植体系统","百齿泰（厦门）医疗科技有限公司","百齿泰（厦门）医疗科技有限公司","36e5e47ea11411eca4e190e2ba8d9d30","种植体系统-基台","（直型基台）Φ7.5×4.5mm","IT Ⅴ型","TC4钛合金","C0702021380100111802","C07020213801001118020000270",null,"申报企业自主确认为非招标产品、非中选产品或中选部件的附件（如覆盖螺丝、中央螺丝等）产品之一"]
["77c2558b-4b09-11eb-bb5e-fa163e311f19","0c0499a6-7ee5-11ea-80a3-fa163e0a8baf","国械注准20193170720","种植体系统","百齿泰（厦门）医疗科技有限公司","百齿泰（厦门）医疗科技有限公司","36e5e47ea11411eca4e190e2ba8d9d30","种植体系统-基台","（直型基台）Φ7.5×2.5mm","IT Ⅴ型","TC4钛合金","C0702021380100111802","C07020213801001118020000273",null,"申报企业自主确认为非招标产品、非中选产品或中选部件的附件（如覆盖螺丝、中央螺丝等）产品之一"]
["77c25881-4b09-11eb-bb5e-fa163e311f19","0c0499a6-7ee5-11ea-80a3-fa163e0a8baf","国械注准20193170720","种植体系统","百齿泰（厦门）医疗科技有限公司","百齿泰（厦门）医疗科技有限公司","36e5e47ea11411eca4e190e2ba8d9d30","种植体系统-基台","（直型基台）Φ5.5×2.5mm","IT Ⅴ型","TC4钛合金","C0702021380100111802","C07020213801001118020000275",null,"申报企业自主确认为非招标产品、非中选产品或中选部件的附件（如覆盖螺丝、中央螺丝等）产品之一"]
["77c25a02-4b09-11eb-bb5e-fa163e311f19","0c0499a6-7ee5-11ea-80a3-fa163e0a8baf","国械注准20193170720","种植体系统","百齿泰（厦门）医疗科技有限公司","百齿泰（厦门）医疗科技有限公司","36e5e47ea11411eca4e190e2ba8d9d30","种植体系统-基台","（直型基台）Φ5.0×2.5mm","IT Ⅴ型","TC4钛合金","C0702021380100111802","C07020213801001118020000276",null,"申报企业自主确认为非招标产品、非中选产品或中选部件的附件（如覆盖螺丝、中央螺丝等）产品之一"]
["77c25ef0-4b09-11eb-bb5e-fa163e311f19","0c0499a6-7ee5-11ea-80a3-fa163e0a8baf","国械注准20193170720","种植体系统","百齿泰（厦门）医疗科技有限公司","百齿泰（厦门）医疗科技有限公司","36e5e47ea11411eca4e190e2ba8d9d30","种植体系统-基台","（直型基台）Φ6.0×1.5mm","IT Ⅴ型","TC4钛合金","C0702021380100111802","C07020213801001118020000279",null,"申报企业自主确认为非招标产品、非中选产品或中选部件的附件（如覆盖螺丝、中央螺丝等）产品之一"]
["77c26066-4b09-11eb-bb5e-fa163e311f19","0c0499a6-7ee5-11ea-80a3-fa163e0a8baf","国械注准20193170720","种植体系统","百齿泰（厦门）医疗科技有限公司","百齿泰（厦门）医疗科技有限公司","36e5e47ea11411eca4e190e2ba8d9d30","种植体系统-基台","（直型基台）Φ5.3×3.5mm","IT Ⅴ型","TC4钛合金","C0702021380100111802","C07020213801001118020000280",null,"申报企业自主确认为非招标产品、非中选产品或中选部件的附件（如覆盖螺丝、中央螺丝等）产品之一"]
["77c265b0-4b09-11eb-bb5e-fa163e311f19","0c0499a6-7ee5-11ea-80a3-fa163e0a8baf","国械注准20193170720","种植体系统","百齿泰（厦门）医疗科技有限公司","百齿泰（厦门）医疗科技有限公司","36e5e47ea11411eca4e190e2ba8d9d30","种植体系统-基台","（直型基台）Φ5.0×0.5mm","IT Ⅴ型","TC4钛合金","C0702021380100111802","C07020213801001118020000283",null,"申报企业自主确认为非招标产品、非中选产品或中选部件的附件（如覆盖螺丝、中央螺丝等）产品之一"]
["77c268a2-4b09-11eb-bb5e-fa163e311f19","0c0499a6-7ee5-11ea-80a3-fa163e0a8baf","国械注准20193170720","种植体系统","百齿泰（厦门）医疗科技有限公司","百齿泰（厦门）医疗科技有限公司","36e5e47ea11411eca4e190e2ba8d9d30","种植体系统-基台","（直型基台）Φ6.0×2.5mm","IT Ⅴ型","TC4钛合金","C0702021380100111802","C07020213801001118020000285",null,"申报企业自主确认为非招标产品、非中选产品或中选部件的附件（如覆盖螺丝、中央螺丝等）产品之一"]
["77c26db9-4b09-11eb-bb5e-fa163e311f19","0c0499a6-7ee5-11ea-80a3-fa163e0a8baf","国械注准20193170720","种植体系统","百齿泰（厦门）医疗科技有限公司","百齿泰（厦门）医疗科技有限公司","36e5e47ea11411eca4e190e2ba8d9d30","种植体系统-基台","（直型基台）Φ5.8×3.0mm","IT Ⅴ型","TC4钛合金","C0702021380100111802","C07020213801001118020000288",null,"申报企业自主确认为非招标产品、非中选产品或中选部件的附件（如覆盖螺丝、中央螺丝等）产品之一"]
["77c26f31-4b09-11eb-bb5e-fa163e311f19","0c0499a6-7ee5-11ea-80a3-fa163e0a8baf","国械注准20193170720","种植体系统","百齿泰（厦门）医疗科技有限公司","百齿泰（厦门）医疗科技有限公司","36e5e47ea11411eca4e190e2ba8d9d30","种植体系统-基台","（直型基台）Φ6.0×3.5mm","IT Ⅴ型","TC4钛合金","C0702021380100111802","C07020213801001118020000289",null,"申报企业自主确认为非招标产品、非中选产品或中选部件的附件（如覆盖螺丝、中央螺丝等）产品之一"]
["77c275bc-4b09-11eb-bb5e-fa163e311f19","0c0499a6-7ee5-11ea-80a3-fa163e0a8baf","国械注准20193170720","种植体系统","百齿泰（厦门）医疗科技有限公司","百齿泰（厦门）医疗科技有限公司","36e5e47ea11411eca4e190e2ba8d9d30","种植体系统-基台","（直型基台）Φ8.0×4.5mm","IT Ⅴ型","TC4钛合金","C0702021380100111802","C07020213801001118020000292",null,"申报企业自主确认为非招标产品、非中选产品或中选部件的附件（如覆盖螺丝、中央螺丝等）产品之一"]
["77c27784-4b09-11eb-bb5e-fa163e311f19","0c0499a6-7ee5-11ea-80a3-fa163e0a8baf","国械注准20193170720","种植体系统","百齿泰（厦门）医疗科技有限公司","百齿泰（厦门）医疗科技有限公司","36e5e47ea11411eca4e190e2ba8d9d30","种植体系统-基台","（直型基台）Φ7.0×3.5mm","IT Ⅴ型","TC4钛合金","C0702021380100111802","C07020213801001118020000293",null,"申报企业自主确认为非招标产品、非中选产品或中选部件的附件（如覆盖螺丝、中央螺丝等）产品之一"]
["77c27dda-4b09-11eb-bb5e-fa163e311f19","0c0499a6-7ee5-11ea-80a3-fa163e0a8baf","国械注准20193170720","种植体系统","百齿泰（厦门）医疗科技有限公司","百齿泰（厦门）医疗科技有限公司","36e5e47ea11411eca4e190e2ba8d9d30","种植体系统-基台","（直型基台）Φ5.3×2.5mm","IT Ⅴ型","TC4钛合金","C0702021380100111802","C07020213801001118020000297",null,"申报企业自主确认为非招标产品、非中选产品或中选部件的附件（如覆盖螺丝、中央螺丝等）产品之一"]
["77c27f5c-4b09-11eb-bb5e-fa163e311f19","0c0499a6-7ee5-11ea-80a3-fa163e0a8baf","国械注准20193170720","种植体系统","百齿泰（厦门）医疗科技有限公司","百齿泰（厦门）医疗科技有限公司","36e5e47ea11411eca4e190e2ba8d9d30","种植体系统-基台","（直型基台）Φ6.0×4.0mm","IT Ⅴ型","TC4钛合金","C0702021380100111802","C07020213801001118020000298",null,"申报企业自主确认为非招标产品、非中选产品或中选部件的附件（如覆盖螺丝、中央螺丝等）产品之一"]
["77c283e5-4b09-11eb-bb5e-fa163e311f19","0c0499a6-7ee5-11ea-80a3-fa163e0a8baf","国械注准20193170720","种植体系统","百齿泰（厦门）医疗科技有限公司","百齿泰（厦门）医疗科技有限公司","36e5e47ea11411eca4e190e2ba8d9d30","种植体系统-基台","（直型基台）Φ7.5×3.5mm","IT Ⅴ型","TC4钛合金","C0702021380100111802","C07020213801001118020000301",null,"申报企业自主确认为非招标产品、非中选产品或中选部件的附件（如覆盖螺丝、中央螺丝等）产品之一"]
["77c2858f-4b09-11eb-bb5e-fa163e311f19","0c0499a6-7ee5-11ea-80a3-fa163e0a8baf","国械注准20193170720","种植体系统","百齿泰（厦门）医疗科技有限公司","百齿泰（厦门）医疗科技有限公司","36e5e47ea11411eca4e190e2ba8d9d30","种植体系统-基台","（直型基台）Φ6.5×3.0mm","IT Ⅴ型","TC4钛合金","C0702021380100111802","C07020213801001118020000302",null,"申报企业自主确认为非招标产品、非中选产品或中选部件的附件（如覆盖螺丝、中央螺丝等）产品之一"]
["77c9930b-4b09-11eb-bb5e-fa163e311f19","0c0499a6-7ee5-11ea-80a3-fa163e0a8baf","国械注准20193170720","种植体系统","百齿泰（厦门）医疗科技有限公司","百齿泰（厦门）医疗科技有限公司","36e5e47ea11411eca4e190e2ba8d9d30","种植体系统-基台","（直型基台）Φ6.0×1.0mm","IT Ⅴ型","TC4钛合金","C0702021380100111802","C07020213801001118020000306",null,"申报企业自主确认为非招标产品、非中选产品或中选部件的附件（如覆盖螺丝、中央螺丝等）产品之一"]
["77c9b02e-4b09-11eb-bb5e-fa163e311f19","0c0499a6-7ee5-11ea-80a3-fa163e0a8baf","国械注准20193170720","种植体系统","百齿泰（厦门）医疗科技有限公司","百齿泰（厦门）医疗科技有限公司","36e5e47ea11411eca4e190e2ba8d9d30","种植体系统-基台","（直型基台）Φ7.0×1.5mm","IT Ⅴ型","TC4钛合金","C0702021380100111802","C07020213801001118020000307",null,"申报企业自主确认为非招标产品、非中选产品或中选部件的附件（如覆盖螺丝、中央螺丝等）产品之一"]
["77c9b69a-4b09-11eb-bb5e-fa163e311f19","0c0499a6-7ee5-11ea-80a3-fa163e0a8baf","国械注准20193170720","种植体系统","百齿泰（厦门）医疗科技有限公司","百齿泰（厦门）医疗科技有限公司","36e5e47ea11411eca4e190e2ba8d9d30","种植体系统-基台","（直型基台）Φ5.3×4.5mm","IT Ⅴ型","TC4钛合金","C0702021380100111802","C07020213801001118020000310",null,"申报企业自主确认为非招标产品、非中选产品或中选部件的附件（如覆盖螺丝、中央螺丝等）产品之一"]
["77c9b887-4b09-11eb-bb5e-fa163e311f19","0c0499a6-7ee5-11ea-80a3-fa163e0a8baf","国械注准20193170720","种植体系统","百齿泰（厦门）医疗科技有限公司","百齿泰（厦门）医疗科技有限公司","36e5e47ea11411eca4e190e2ba8d9d30","种植体系统-基台","（直型基台）Φ8.0×1.0mm","IT Ⅴ型","TC4钛合金","C0702021380100111802","C07020213801001118020000311",null,"申报企业自主确认为非招标产品、非中选产品或中选部件的附件（如覆盖螺丝、中央螺丝等）产品之一"]
["77c9bdd0-4b09-11eb-bb5e-fa163e311f19","0c0499a6-7ee5-11ea-80a3-fa163e0a8baf","国械注准20193170720","种植体系统","百齿泰（厦门）医疗科技有限公司","百齿泰（厦门）医疗科技有限公司","36e5e47ea11411eca4e190e2ba8d9d30","种植体系统-基台","（直型基台）Φ6.0×4.5mm","IT Ⅴ型","TC4钛合金","C0702021380100111802","C07020213801001118020000314",null,"申报企业自主确认为非招标产品、非中选产品或中选部件的附件（如覆盖螺丝、中央螺丝等）产品之一"]
["77c9c2a9-4b09-11eb-bb5e-fa163e311f19","0c0499a6-7ee5-11ea-80a3-fa163e0a8baf","国械注准20193170720","种植体系统","百齿泰（厦门）医疗科技有限公司","百齿泰（厦门）医疗科技有限公司","36e5e47ea11411eca4e190e2ba8d9d30","种植体系统-基台","（直型基台）Φ5.5×4.0mm","IT Ⅴ型","TC4钛合金","C0702021380100111802","C07020213801001118020000316",null,"申报企业自主确认为非招标产品、非中选产品或中选部件的附件（如覆盖螺丝、中央螺丝等）产品之一"]
["77c9c787-4b09-11eb-bb5e-fa163e311f19","0c0499a6-7ee5-11ea-80a3-fa163e0a8baf","国械注准20193170720","种植体系统","百齿泰（厦门）医疗科技有限公司","百齿泰（厦门）医疗科技有限公司","36e5e47ea11411eca4e190e2ba8d9d30","种植体系统-基台","（直型基台）Φ8.0×3.5mm","IT Ⅴ型","TC4钛合金","C0702021380100111802","C07020213801001118020000319",null,"申报企业自主确认为非招标产品、非中选产品或中选部件的附件（如覆盖螺丝、中央螺丝等）产品之一"]
["77c9c909-4b09-11eb-bb5e-fa163e311f19","0c0499a6-7ee5-11ea-80a3-fa163e0a8baf","国械注准20193170720","种植体系统","百齿泰（厦门）医疗科技有限公司","百齿泰（厦门）医疗科技有限公司","36e5e47ea11411eca4e190e2ba8d9d30","种植体系统-基台","（直型基台）Φ6.5×2.5mm","IT Ⅴ型","TC4钛合金","C0702021380100111802","C07020213801001118020000320",null,"申报企业自主确认为非招标产品、非中选产品或中选部件的附件（如覆盖螺丝、中央螺丝等）产品之一"]
["77c9cd81-4b09-11eb-bb5e-fa163e311f19","0c0499a6-7ee5-11ea-80a3-fa163e0a8baf","国械注准20193170720","种植体系统","百齿泰（厦门）医疗科技有限公司","百齿泰（厦门）医疗科技有限公司","36e5e47ea11411eca4e190e2ba8d9d30","种植体系统-基台","（直型基台）Φ5.3×2.0mm","IT Ⅴ型","TC4钛合金","C0702021380100111802","C07020213801001118020000323",null,"申报企业自主确认为非招标产品、非中选产品或中选部件的附件（如覆盖螺丝、中央螺丝等）产品之一"]
["77c9cf0e-4b09-11eb-bb5e-fa163e311f19","0c0499a6-7ee5-11ea-80a3-fa163e0a8baf","国械注准20193170720","种植体系统","百齿泰（厦门）医疗科技有限公司","百齿泰（厦门）医疗科技有限公司","36e5e47ea11411eca4e190e2ba8d9d30","种植体系统-基台","（直型基台）Φ7.0×5.0mm","IT Ⅴ型","TC4钛合金","C0702021380100111802","C07020213801001118020000324",null,"申报企业自主确认为非招标产品、非中选产品或中选部件的附件（如覆盖螺丝、中央螺丝等）产品之一"]
["77c9d278-4b09-11eb-bb5e-fa163e311f19","0c0499a6-7ee5-11ea-80a3-fa163e0a8baf","国械注准20193170720","种植体系统","百齿泰（厦门）医疗科技有限公司","百齿泰（厦门）医疗科技有限公司","36e5e47ea11411eca4e190e2ba8d9d30","种植体系统-基台","（直型基台）Φ6.0×3.0mm","IT Ⅴ型","TC4钛合金","C0702021380100111802","C07020213801001118020000326",null,"申报企业自主确认为非招标产品、非中选产品或中选部件的附件（如覆盖螺丝、中央螺丝等）产品之一"]
["77c9f01c-4b09-11eb-bb5e-fa163e311f19","0c0499a6-7ee5-11ea-80a3-fa163e0a8baf","国械注准20193170720","种植体系统","百齿泰（厦门）医疗科技有限公司","百齿泰（厦门）医疗科技有限公司","36e5e47ea11411eca4e190e2ba8d9d30","种植体系统-基台","（直型基台）Φ6.5×1.5mm","IT Ⅴ型","TC4钛合金","C0702021380100111802","C07020213801001118020000329",null,"申报企业自主确认为非招标产品、非中选产品或中选部件的附件（如覆盖螺丝、中央螺丝等）产品之一"]
["77c9f783-4b09-11eb-bb5e-fa163e311f19","0c0499a6-7ee5-11ea-80a3-fa163e0a8baf","国械注准20193170720","种植体系统","百齿泰（厦门）医疗科技有限公司","百齿泰（厦门）医疗科技有限公司","36e5e47ea11411eca4e190e2ba8d9d30","种植体系统-基台","（直型基台）Φ8.0×3.0mm","IT Ⅴ型","TC4钛合金","C0702021380100111802","C07020213801001118020000332",null,"申报企业自主确认为非招标产品、非中选产品或中选部件的附件（如覆盖螺丝、中央螺丝等）产品之一"]
["8a90a124-c7a8-11ec-a4e1-90e2ba8d9d30","0c0499a6-7ee5-11ea-80a3-fa163e0a8baf","国械注准20193170720","种植体系统","百齿泰（厦门）医疗科技有限公司","百齿泰（厦门）医疗科技有限公司","36e5e47ea11411eca4e190e2ba8d9d30","种植体系统-基台","（直型基台）φ3.5×2.5mm","IH Ⅸ型","TC4钛合金","C0702021380100111802","C07020213801001118020000705",null,"申报企业自主确认为非招标产品、非中选产品或中选部件的附件（如覆盖螺丝、中央螺丝等）产品之一"]
["8a915616-c7a8-11ec-a4e1-90e2ba8d9d30","0c0499a6-7ee5-11ea-80a3-fa163e0a8baf","国械注准20193170720","种植体系统","百齿泰（厦门）医疗科技有限公司","百齿泰（厦门）医疗科技有限公司","36e5e47ea11411eca4e190e2ba8d9d30","种植体系统-基台","（直型基台）φ3.5×3.0mm","IH Ⅸ型","TC4钛合金","C0702021380100111802","C07020213801001118020000708",null,"申报企业自主确认为非招标产品、非中选产品或中选部件的附件（如覆盖螺丝、中央螺丝等）产品之一"]
["8a91c8b6-c7a8-11ec-a4e1-90e2ba8d9d30","0c0499a6-7ee5-11ea-80a3-fa163e0a8baf","国械注准20193170720","种植体系统","百齿泰（厦门）医疗科技有限公司","百齿泰（厦门）医疗科技有限公司","36e5e47ea11411eca4e190e2ba8d9d30","种植体系统-基台","（直型基台）φ3.3×2.0mm","IT Ⅸ型","TC4钛合金","C0702021380100111802","C07020213801001118020000711",null,"申报企业自主确认为非招标产品、非中选产品或中选部件的附件（如覆盖螺丝、中央螺丝等）产品之一"]
["8a91ed98-c7a8-11ec-a4e1-90e2ba8d9d30","0c0499a6-7ee5-11ea-80a3-fa163e0a8baf","国械注准20193170720","种植体系统","百齿泰（厦门）医疗科技有限公司","百齿泰（厦门）医疗科技有限公司","36e5e47ea11411eca4e190e2ba8d9d30","种植体系统-基台","（直型基台）φ3.3×2.0mm","IH Ⅸ型","TC4钛合金","C0702021380100111802","C07020213801001118020000713",null,"申报企业自主确认为非招标产品、非中选产品或中选部件的附件（如覆盖螺丝、中央螺丝等）产品之一"]
["8a921d4f-c7a8-11ec-a4e1-90e2ba8d9d30","0c0499a6-7ee5-11ea-80a3-fa163e0a8baf","国械注准20193170720","种植体系统","百齿泰（厦门）医疗科技有限公司","百齿泰（厦门）医疗科技有限公司","36e5e47ea11411eca4e190e2ba8d9d30","种植体系统-基台","（直型基台）φ3.3×1.5mm","IH Ⅸ型","TC4钛合金","C0702021380100111802","C07020213801001118020000714",null,"申报企业自主确认为非招标产品、非中选产品或中选部件的附件（如覆盖螺丝、中央螺丝等）产品之一"]
["8a9255f9-c7a8-11ec-a4e1-90e2ba8d9d30","0c0499a6-7ee5-11ea-80a3-fa163e0a8baf","国械注准20193170720","种植体系统","百齿泰（厦门）医疗科技有限公司","百齿泰（厦门）医疗科技有限公司","36e5e47ea11411eca4e190e2ba8d9d30","种植体系统-基台","（直型基台）φ3.5×2.0mm","IH Ⅸ型","TC4钛合金","C0702021380100111802","C07020213801001118020000717",null,"申报企业自主确认为非招标产品、非中选产品或中选部件的附件（如覆盖螺丝、中央螺丝等）产品之一"]
["8a9262ca-c7a8-11ec-a4e1-90e2ba8d9d30","0c0499a6-7ee5-11ea-80a3-fa163e0a8baf","国械注准20193170720","种植体系统","百齿泰（厦门）医疗科技有限公司","百齿泰（厦门）医疗科技有限公司","36e5e47ea11411eca4e190e2ba8d9d30","种植体系统-基台","（直型基台）φ3.9×1.0mm","IH Ⅷ型","TC4钛合金","C0702021380100111802","C07020213801001118020000718",null,"申报企业自主确认为非招标产品、非中选产品或中选部件的附件（如覆盖螺丝、中央螺丝等）产品之一"]
["8a929907-c7a8-11ec-a4e1-90e2ba8d9d30","0c0499a6-7ee5-11ea-80a3-fa163e0a8baf","国械注准20193170720","种植体系统","百齿泰（厦门）医疗科技有限公司","百齿泰（厦门）医疗科技有限公司","36e5e47ea11411eca4e190e2ba8d9d30","种植体系统-基台","（直型基台）φ3.3×1.0mm","IH Ⅸ型","TC4钛合金","C0702021380100111802","C07020213801001118020000721",null,"申报企业自主确认为非招标产品、非中选产品或中选部件的附件（如覆盖螺丝、中央螺丝等）产品之一"]
["8a92a93b-c7a8-11ec-a4e1-90e2ba8d9d30","0c0499a6-7ee5-11ea-80a3-fa163e0a8baf","国械注准20193170720","种植体系统","百齿泰（厦门）医疗科技有限公司","百齿泰（厦门）医疗科技有限公司","36e5e47ea11411eca4e190e2ba8d9d30","种植体系统-基台","（直型基台）φ3.3×3.0mm","IH Ⅸ型","TC4钛合金","C0702021380100111802","C07020213801001118020000723",null,"申报企业自主确认为非招标产品、非中选产品或中选部件的附件（如覆盖螺丝、中央螺丝等）产品之一"]
["8a92c6e1-c7a8-11ec-a4e1-90e2ba8d9d30","0c0499a6-7ee5-11ea-80a3-fa163e0a8baf","国械注准20193170720","种植体系统","百齿泰（厦门）医疗科技有限公司","百齿泰（厦门）医疗科技有限公司","36e5e47ea11411eca4e190e2ba8d9d30","种植体系统-基台","（直型基台）φ3.3×0.5mm","IH Ⅴ型","TC4钛合金","C0702021380100111802","C07020213801001118020000726",null,"申报企业自主确认为非招标产品、非中选产品或中选部件的附件（如覆盖螺丝、中央螺丝等）产品之一"]
["8b4fb1b0-8393-11ea-8bcf-fa163e0a8baf","0c0499a6-7ee5-11ea-80a3-fa163e0a8baf","国械注准20193170720","种植体系统","百齿泰（厦门）医疗科技有限公司","百齿泰（厦门）医疗科技有限公司","36e5e47ea11411eca4e190e2ba8d9d30","种植体系统-基台","（直型基台）Φ6.5×2.0mm","IH Ⅴ型","TC4钛合金","C0702021380100111802","C07020213801001118020000062",null,"申报企业自主确认为非招标产品、非中选产品或中选部件的附件（如覆盖螺丝、中央螺丝等）产品之一"]
["8b5985f0-8393-11ea-8bcf-fa163e0a8baf","0c0499a6-7ee5-11ea-80a3-fa163e0a8baf","国械注准20193170720","种植体系统","百齿泰（厦门）医疗科技有限公司","百齿泰（厦门）医疗科技有限公司","36e5e47ea11411eca4e190e2ba8d9d30","种植体系统-基台","（直型基台）Φ6.0×1.5mm","IH Ⅴ型","TC4钛合金","C0702021380100111802","C07020213801001118020000057",null,"申报企业自主确认为非招标产品、非中选产品或中选部件的附件（如覆盖螺丝、中央螺丝等）产品之一"]
["8b5988ad-8393-11ea-8bcf-fa163e0a8baf","0c0499a6-7ee5-11ea-80a3-fa163e0a8baf","国械注准20193170720","种植体系统","百齿泰（厦门）医疗科技有限公司","百齿泰（厦门）医疗科技有限公司","36e5e47ea11411eca4e190e2ba8d9d30","种植体系统-基台","（直型基台）Φ8.0×1.0mm","IH Ⅴ型","TC4钛合金","C0702021380100111802","C07020213801001118020000070",null,"申报企业自主确认为非招标产品、非中选产品或中选部件的附件（如覆盖螺丝、中央螺丝等）产品之一"]
["8b598e17-8393-11ea-8bcf-fa163e0a8baf","0c0499a6-7ee5-11ea-80a3-fa163e0a8baf","国械注准20193170720","种植体系统","百齿泰（厦门）医疗科技有限公司","百齿泰（厦门）医疗科技有限公司","36e5e47ea11411eca4e190e2ba8d9d30","种植体系统-基台","（直型基台）Φ5.5×1.5mm","IH Ⅴ型","TC4钛合金","C0702021380100111802","C07020213801001118020000051",null,"申报企业自主确认为非招标产品、非中选产品或中选部件的附件（如覆盖螺丝、中央螺丝等）产品之一"]
["8b599554-8393-11ea-8bcf-fa163e0a8baf","0c0499a6-7ee5-11ea-80a3-fa163e0a8baf","国械注准20193170720","种植体系统","百齿泰（厦门）医疗科技有限公司","百齿泰（厦门）医疗科技有限公司","36e5e47ea11411eca4e190e2ba8d9d30","种植体系统-基台","（直型基台）Φ5.5×0.5mm","IH Ⅴ型","TC4钛合金","C0702021380100111802","C07020213801001118020000049",null,"申报企业自主确认为非招标产品、非中选产品或中选部件的附件（如覆盖螺丝、中央螺丝等）产品之一"]
["8b599c5f-8393-11ea-8bcf-fa163e0a8baf","0c0499a6-7ee5-11ea-80a3-fa163e0a8baf","国械注准20193170720","种植体系统","百齿泰（厦门）医疗科技有限公司","百齿泰（厦门）医疗科技有限公司","36e5e47ea11411eca4e190e2ba8d9d30","种植体系统-基台","（直型基台）Φ5.0×0.5mm","IH Ⅴ型","TC4钛合金","C0702021380100111802","C07020213801001118020000042",null,"申报企业自主确认为非招标产品、非中选产品或中选部件的附件（如覆盖螺丝、中央螺丝等）产品之一"]
["8b599ec1-8393-11ea-8bcf-fa163e0a8baf","0c0499a6-7ee5-11ea-80a3-fa163e0a8baf","国械注准20193170720","种植体系统","百齿泰（厦门）医疗科技有限公司","百齿泰（厦门）医疗科技有限公司","36e5e47ea11411eca4e190e2ba8d9d30","种植体系统-基台","（直型基台）Φ7.0×1.5mm","IH Ⅴ型","TC4钛合金","C0702021380100111802","C07020213801001118020000065",null,"申报企业自主确认为非招标产品、非中选产品或中选部件的附件（如覆盖螺丝、中央螺丝等）产品之一"]
["8b59a85b-8393-11ea-8bcf-fa163e0a8baf","0c0499a6-7ee5-11ea-80a3-fa163e0a8baf","国械注准20193170720","种植体系统","百齿泰（厦门）医疗科技有限公司","百齿泰（厦门）医疗科技有限公司","36e5e47ea11411eca4e190e2ba8d9d30","种植体系统-基台","（直型基台）Φ6.0×2.0mm","IH Ⅴ型","TC4钛合金","C0702021380100111802","C07020213801001118020000058",null,"申报企业自主确认为非招标产品、非中选产品或中选部件的附件（如覆盖螺丝、中央螺丝等）产品之一"]
["8b5bee4b-8393-11ea-8bcf-fa163e0a8baf","0c0499a6-7ee5-11ea-80a3-fa163e0a8baf","国械注准20193170720","种植体系统","百齿泰（厦门）医疗科技有限公司","百齿泰（厦门）医疗科技有限公司","36e5e47ea11411eca4e190e2ba8d9d30","种植体系统-基台","（直型基台）Φ6.5×1.5mm","IH Ⅴ型","TC4钛合金","C0702021380100111802","C07020213801001118020000061",null,"申报企业自主确认为非招标产品、非中选产品或中选部件的附件（如覆盖螺丝、中央螺丝等）产品之一"]
["8b5bf455-8393-11ea-8bcf-fa163e0a8baf","0c0499a6-7ee5-11ea-80a3-fa163e0a8baf","国械注准20193170720","种植体系统","百齿泰（厦门）医疗科技有限公司","百齿泰（厦门）医疗科技有限公司","36e5e47ea11411eca4e190e2ba8d9d30","种植体系统-基台","（直型基台）Φ5.5×1.0mm","IH Ⅴ型","TC4钛合金","C0702021380100111802","C07020213801001118020000050",null,"申报企业自主确认为非招标产品、非中选产品或中选部件的附件（如覆盖螺丝、中央螺丝等）产品之一"]
["8b5bf6d4-8393-11ea-8bcf-fa163e0a8baf","0c0499a6-7ee5-11ea-80a3-fa163e0a8baf","国械注准20193170720","种植体系统","百齿泰（厦门）医疗科技有限公司","百齿泰（厦门）医疗科技有限公司","36e5e47ea11411eca4e190e2ba8d9d30","种植体系统-基台","（直型基台）Φ7.0×1.0mm","IH Ⅴ型","TC4钛合金","C0702021380100111802","C07020213801001118020000064",null,"申报企业自主确认为非招标产品、非中选产品或中选部件的附件（如覆盖螺丝、中央螺丝等）产品之一"]
["8b5bfff2-8393-11ea-8bcf-fa163e0a8baf","0c0499a6-7ee5-11ea-80a3-fa163e0a8baf","国械注准20193170720","种植体系统","百齿泰（厦门）医疗科技有限公司","百齿泰（厦门）医疗科技有限公司","36e5e47ea11411eca4e190e2ba8d9d30","种植体系统-基台","（直型基台）Φ6.5×1.0mm","IH Ⅴ型","TC4钛合金","C0702021380100111802","C07020213801001118020000060",null,"申报企业自主确认为非招标产品、非中选产品或中选部件的附件（如覆盖螺丝、中央螺丝等）产品之一"]
["8b5c0257-8393-11ea-8bcf-fa163e0a8baf","0c0499a6-7ee5-11ea-80a3-fa163e0a8baf","国械注准20193170720","种植体系统","百齿泰（厦门）医疗科技有限公司","百齿泰（厦门）医疗科技有限公司","36e5e47ea11411eca4e190e2ba8d9d30","种植体系统-基台","（直型基台）Φ7.5×1.0mm","IH Ⅴ型","TC4钛合金","C0702021380100111802","C07020213801001118020000068",null,"申报企业自主确认为非招标产品、非中选产品或中选部件的附件（如覆盖螺丝、中央螺丝等）产品之一"]
["8b5c0b92-8393-11ea-8bcf-fa163e0a8baf","0c0499a6-7ee5-11ea-80a3-fa163e0a8baf","国械注准20193170720","种植体系统","百齿泰（厦门）医疗科技有限公司","百齿泰（厦门）医疗科技有限公司","36e5e47ea11411eca4e190e2ba8d9d30","种植体系统-基台","（直型基台）Φ5.3×1.5mm","IH Ⅴ型","TC4钛合金","C0702021380100111802","C07020213801001118020000048",null,"申报企业自主确认为非招标产品、非中选产品或中选部件的附件（如覆盖螺丝、中央螺丝等）产品之一"]
["8b5c1082-8393-11ea-8bcf-fa163e0a8baf","0c0499a6-7ee5-11ea-80a3-fa163e0a8baf","国械注准20193170720","种植体系统","百齿泰（厦门）医疗科技有限公司","百齿泰（厦门）医疗科技有限公司","36e5e47ea11411eca4e190e2ba8d9d30","种植体系统-基台","（直型基台）Φ5.3×2.0mm","IH Ⅴ型","TC4钛合金","C0702021380100111802","C07020213801001118020000032",null,"申报企业自主确认为非招标产品、非中选产品或中选部件的附件（如覆盖螺丝、中央螺丝等）产品之一"]
["8b5c38ca-8393-11ea-8bcf-fa163e0a8baf","0c0499a6-7ee5-11ea-80a3-fa163e0a8baf","国械注准20193170720","种植体系统","百齿泰（厦门）医疗科技有限公司","百齿泰（厦门）医疗科技有限公司","36e5e47ea11411eca4e190e2ba8d9d30","种植体系统-基台","（直型基台）Φ6.0×0.5mm","IH Ⅴ型","TC4钛合金","C0702021380100111802","C07020213801001118020000035",null,"申报企业自主确认为非招标产品、非中选产品或中选部件的附件（如覆盖螺丝、中央螺丝等）产品之一"]
["8b5c3b59-8393-11ea-8bcf-fa163e0a8baf","0c0499a6-7ee5-11ea-80a3-fa163e0a8baf","国械注准20193170720","种植体系统","百齿泰（厦门）医疗科技有限公司","百齿泰（厦门）医疗科技有限公司","36e5e47ea11411eca4e190e2ba8d9d30","种植体系统-基台","（直型基台）Φ6.0×1.0mm","IH Ⅴ型","TC4钛合金","C0702021380100111802","C07020213801001118020000036",null,"申报企业自主确认为非招标产品、非中选产品或中选部件的附件（如覆盖螺丝、中央螺丝等）产品之一"]
["913ecfa2-8392-11ea-8bcf-fa163e0a8baf","0c0499a6-7ee5-11ea-80a3-fa163e0a8baf","国械注准20193170720","种植体系统","百齿泰（厦门）医疗科技有限公司","百齿泰（厦门）医疗科技有限公司","36e5e47ea11411eca4e190e2ba8d9d30","种植体系统-基台","（直型基台）Φ5.5×0.5mm","IH Ⅳ型","TC4钛合金","C0702021380100111802","C07020213801001118020000040",null,"申报企业自主确认为非招标产品、非中选产品或中选部件的附件（如覆盖螺丝、中央螺丝等）产品之一"]
["913ed2f3-8392-11ea-8bcf-fa163e0a8baf","0c0499a6-7ee5-11ea-80a3-fa163e0a8baf","国械注准20193170720","种植体系统","百齿泰（厦门）医疗科技有限公司","百齿泰（厦门）医疗科技有限公司","36e5e47ea11411eca4e190e2ba8d9d30","种植体系统-基台","（直型基台）Φ6.0×0.5mm","IH Ⅳ型","TC4钛合金","C0702021380100111802","C07020213801001118020000041",null,"申报企业自主确认为非招标产品、非中选产品或中选部件的附件（如覆盖螺丝、中央螺丝等）产品之一"]
["95801ab6-c7a4-11ec-a4e1-90e2ba8d9d30","0c0499a6-7ee5-11ea-80a3-fa163e0a8baf","国械注准20193170720","种植体系统","百齿泰（厦门）医疗科技有限公司","百齿泰（厦门）医疗科技有限公司","36e5e47ea11411eca4e190e2ba8d9d30","种植体系统-基台","（直型基台）φ5.5×5.5mm，灭菌包装","IH Ⅰ型","TC4钛合金","C0702021380100111802","C07020213801001118020000704",null,"申报企业自主确认为非招标产品、非中选产品或中选部件的附件（如覆盖螺丝、中央螺丝等）产品之一"]
["97ea45e2-4b09-11eb-bb5e-fa163e311f19","0c0499a6-7ee5-11ea-80a3-fa163e0a8baf","国械注准20193170720","种植体系统","百齿泰（厦门）医疗科技有限公司","百齿泰（厦门）医疗科技有限公司","36e5e47ea11411eca4e190e2ba8d9d30","种植体系统-基台","（直型基台）φ4.3×4.0mm","IT Ⅸ型","TC4钛合金","C0702021380100111802","C07020213801001118020000333",null,"申报企业自主确认为非招标产品、非中选产品或中选部件的附件（如覆盖螺丝、中央螺丝等）产品之一"]
["97ea67ea-4b09-11eb-bb5e-fa163e311f19","0c0499a6-7ee5-11ea-80a3-fa163e0a8baf","国械注准20193170720","种植体系统","百齿泰（厦门）医疗科技有限公司","百齿泰（厦门）医疗科技有限公司","36e5e47ea11411eca4e190e2ba8d9d30","种植体系统-基台","（直型基台）φ7.0×1.0mm","IT Ⅸ型","TC4钛合金","C0702021380100111802","C07020213801001118020000336",null,"申报企业自主确认为非招标产品、非中选产品或中选部件的附件（如覆盖螺丝、中央螺丝等）产品之一"]
["97ea69a3-4b09-11eb-bb5e-fa163e311f19","0c0499a6-7ee5-11ea-80a3-fa163e0a8baf","国械注准20193170720","种植体系统","百齿泰（厦门）医疗科技有限公司","百齿泰（厦门）医疗科技有限公司","36e5e47ea11411eca4e190e2ba8d9d30","种植体系统-基台","（直型基台）φ4.6×1.0mm","IT Ⅸ型","TC4钛合金","C0702021380100111802","C07020213801001118020000337",null,"申报企业自主确认为非招标产品、非中选产品或中选部件的附件（如覆盖螺丝、中央螺丝等）产品之一"]
["97ea7035-4b09-11eb-bb5e-fa163e311f19","0c0499a6-7ee5-11ea-80a3-fa163e0a8baf","国械注准20193170720","种植体系统","百齿泰（厦门）医疗科技有限公司","百齿泰（厦门）医疗科技有限公司","36e5e47ea11411eca4e190e2ba8d9d30","种植体系统-基台","（直型基台）φ3.7×4.5mm","IT Ⅸ型","TC4钛合金","C0702021380100111802","C07020213801001118020000341",null,"申报企业自主确认为非招标产品、非中选产品或中选部件的附件（如覆盖螺丝、中央螺丝等）产品之一"]
["97ea71c8-4b09-11eb-bb5e-fa163e311f19","0c0499a6-7ee5-11ea-80a3-fa163e0a8baf","国械注准20193170720","种植体系统","百齿泰（厦门）医疗科技有限公司","百齿泰（厦门）医疗科技有限公司","36e5e47ea11411eca4e190e2ba8d9d30","种植体系统-基台","（直型基台）φ4.4×2.5mm","IT Ⅸ型","TC4钛合金","C0702021380100111802","C07020213801001118020000342",null,"申报企业自主确认为非招标产品、非中选产品或中选部件的附件（如覆盖螺丝、中央螺丝等）产品之一"]
["97ea765e-4b09-11eb-bb5e-fa163e311f19","0c0499a6-7ee5-11ea-80a3-fa163e0a8baf","国械注准20193170720","种植体系统","百齿泰（厦门）医疗科技有限公司","百齿泰（厦门）医疗科技有限公司","36e5e47ea11411eca4e190e2ba8d9d30","种植体系统-基台","（直型基台）φ7.5×4.0mm","IT Ⅸ型","TC4钛合金","C0702021380100111802","C07020213801001118020000345",null,"申报企业自主确认为非招标产品、非中选产品或中选部件的附件（如覆盖螺丝、中央螺丝等）产品之一"]
["97ea77eb-4b09-11eb-bb5e-fa163e311f19","0c0499a6-7ee5-11ea-80a3-fa163e0a8baf","国械注准20193170720","种植体系统","百齿泰（厦门）医疗科技有限公司","百齿泰（厦门）医疗科技有限公司","36e5e47ea11411eca4e190e2ba8d9d30","种植体系统-基台","（直型基台）φ7.0×2.0mm","IT Ⅸ型","TC4钛合金","C0702021380100111802","C07020213801001118020000346",null,"申报企业自主确认为非招标产品、非中选产品或中选部件的附件（如覆盖螺丝、中央螺丝等）产品之一"]
["97ea9890-4b09-11eb-bb5e-fa163e311f19","0c0499a6-7ee5-11ea-80a3-fa163e0a8baf","国械注准20193170720","种植体系统","百齿泰（厦门）医疗科技有限公司","百齿泰（厦门）医疗科技有限公司","36e5e47ea11411eca4e190e2ba8d9d30","种植体系统-基台","（直型基台）φ5.8×3.0mm","IT Ⅸ型","TC4钛合金","C0702021380100111802","C07020213801001118020000349",null,"申报企业自主确认为非招标产品、非中选产品或中选部件的附件（如覆盖螺丝、中央螺丝等）产品之一"]
["97ea9be2-4b09-11eb-bb5e-fa163e311f19","0c0499a6-7ee5-11ea-80a3-fa163e0a8baf","国械注准20193170720","种植体系统","百齿泰（厦门）医疗科技有限公司","百齿泰（厦门）医疗科技有限公司","36e5e47ea11411eca4e190e2ba8d9d30","种植体系统-基台","（直型基台）φ4.6×1.5mm","IT Ⅸ型","TC4钛合金","C0702021380100111802","C07020213801001118020000351",null,"申报企业自主确认为非招标产品、非中选产品或中选部件的附件（如覆盖螺丝、中央螺丝等）产品之一"]
["97eaa042-4b09-11eb-bb5e-fa163e311f19","0c0499a6-7ee5-11ea-80a3-fa163e0a8baf","国械注准20193170720","种植体系统","百齿泰（厦门）医疗科技有限公司","百齿泰（厦门）医疗科技有限公司","36e5e47ea11411eca4e190e2ba8d9d30","种植体系统-基台","（直型基台）φ3.7×1.5mm","IT Ⅸ型","TC4钛合金","C0702021380100111802","C07020213801001118020000354",null,"申报企业自主确认为非招标产品、非中选产品或中选部件的附件（如覆盖螺丝、中央螺丝等）产品之一"]
["97eaa1a1-4b09-11eb-bb5e-fa163e311f19","0c0499a6-7ee5-11ea-80a3-fa163e0a8baf","国械注准20193170720","种植体系统","百齿泰（厦门）医疗科技有限公司","百齿泰（厦门）医疗科技有限公司","36e5e47ea11411eca4e190e2ba8d9d30","种植体系统-基台","（直型基台）φ7.5×3.5mm","IT Ⅸ型","TC4钛合金","C0702021380100111802","C07020213801001118020000355",null,"申报企业自主确认为非招标产品、非中选产品或中选部件的附件（如覆盖螺丝、中央螺丝等）产品之一"]
["97eaa68a-4b09-11eb-bb5e-fa163e311f19","0c0499a6-7ee5-11ea-80a3-fa163e0a8baf","国械注准20193170720","种植体系统","百齿泰（厦门）医疗科技有限公司","百齿泰（厦门）医疗科技有限公司","36e5e47ea11411eca4e190e2ba8d9d30","种植体系统-基台","（直型基台）φ4.1×1.0mm","IT Ⅸ型","TC4钛合金","C0702021380100111802","C07020213801001118020000358",null,"申报企业自主确认为非招标产品、非中选产品或中选部件的附件（如覆盖螺丝、中央螺丝等）产品之一"]
["97eaa7ec-4b09-11eb-bb5e-fa163e311f19","0c0499a6-7ee5-11ea-80a3-fa163e0a8baf","国械注准20193170720","种植体系统","百齿泰（厦门）医疗科技有限公司","百齿泰（厦门）医疗科技有限公司","36e5e47ea11411eca4e190e2ba8d9d30","种植体系统-基台","（直型基台）φ6.0×2.0mm","IT Ⅸ型","TC4钛合金","C0702021380100111802","C07020213801001118020000359",null,"申报企业自主确认为非招标产品、非中选产品或中选部件的附件（如覆盖螺丝、中央螺丝等）产品之一"]
["97eaadc3-4b09-11eb-bb5e-fa163e311f19","0c0499a6-7ee5-11ea-80a3-fa163e0a8baf","国械注准20193170720","种植体系统","百齿泰（厦门）医疗科技有限公司","百齿泰（厦门）医疗科技有限公司","36e5e47ea11411eca4e190e2ba8d9d30","种植体系统-基台","（直型基台）φ5.0×4.5mm","IT Ⅸ型","TC4钛合金","C0702021380100111802","C07020213801001118020000362",null,"申报企业自主确认为非招标产品、非中选产品或中选部件的附件（如覆盖螺丝、中央螺丝等）产品之一"]
["97eaaf3e-4b09-11eb-bb5e-fa163e311f19","0c0499a6-7ee5-11ea-80a3-fa163e0a8baf","国械注准20193170720","种植体系统","百齿泰（厦门）医疗科技有限公司","百齿泰（厦门）医疗科技有限公司","36e5e47ea11411eca4e190e2ba8d9d30","种植体系统-基台","（直型基台）φ4.1×2.0mm","IT Ⅸ型","TC4钛合金","C0702021380100111802","C07020213801001118020000363",null,"申报企业自主确认为非招标产品、非中选产品或中选部件的附件（如覆盖螺丝、中央螺丝等）产品之一"]
["97eab5d4-4b09-11eb-bb5e-fa163e311f19","0c0499a6-7ee5-11ea-80a3-fa163e0a8baf","国械注准20193170720","种植体系统","百齿泰（厦门）医疗科技有限公司","百齿泰（厦门）医疗科技有限公司","36e5e47ea11411eca4e190e2ba8d9d30","种植体系统-基台","（直型基台）φ3.9×3.5mm","IT Ⅸ型","TC4钛合金","C0702021380100111802","C07020213801001118020000367",null,"申报企业自主确认为非招标产品、非中选产品或中选部件的附件（如覆盖螺丝、中央螺丝等）产品之一"]
["97eab763-4b09-11eb-bb5e-fa163e311f19","0c0499a6-7ee5-11ea-80a3-fa163e0a8baf","国械注准20193170720","种植体系统","百齿泰（厦门）医疗科技有限公司","百齿泰（厦门）医疗科技有限公司","36e5e47ea11411eca4e190e2ba8d9d30","种植体系统-基台","（直型基台）φ8.0×2.0mm","IT Ⅸ型","TC4钛合金","C0702021380100111802","C07020213801001118020000368",null,"申报企业自主确认为非招标产品、非中选产品或中选部件的附件（如覆盖螺丝、中央螺丝等）产品之一"]
["97eabbb1-4b09-11eb-bb5e-fa163e311f19","0c0499a6-7ee5-11ea-80a3-fa163e0a8baf","国械注准20193170720","种植体系统","百齿泰（厦门）医疗科技有限公司","百齿泰（厦门）医疗科技有限公司","36e5e47ea11411eca4e190e2ba8d9d30","种植体系统-基台","（直型基台）φ4.4×5.0mm","IT Ⅸ型","TC4钛合金","C0702021380100111802","C07020213801001118020000371",null,"申报企业自主确认为非招标产品、非中选产品或中选部件的附件（如覆盖螺丝、中央螺丝等）产品之一"]
["97eabd45-4b09-11eb-bb5e-fa163e311f19","0c0499a6-7ee5-11ea-80a3-fa163e0a8baf","国械注准20193170720","种植体系统","百齿泰（厦门）医疗科技有限公司","百齿泰（厦门）医疗科技有限公司","36e5e47ea11411eca4e190e2ba8d9d30","种植体系统-基台","（直型基台）φ4.6×5.0mm","IT Ⅸ型","TC4钛合金","C0702021380100111802","C07020213801001118020000372",null,"申报企业自主确认为非招标产品、非中选产品或中选部件的附件（如覆盖螺丝、中央螺丝等）产品之一"]
["97eac310-4b09-11eb-bb5e-fa163e311f19","0c0499a6-7ee5-11ea-80a3-fa163e0a8baf","国械注准20193170720","种植体系统","百齿泰（厦门）医疗科技有限公司","百齿泰（厦门）医疗科技有限公司","36e5e47ea11411eca4e190e2ba8d9d30","种植体系统-基台","（直型基台）φ6.0×3.0mm","IT Ⅸ型","TC4钛合金","C0702021380100111802","C07020213801001118020000376",null,"申报企业自主确认为非招标产品、非中选产品或中选部件的附件（如覆盖螺丝、中央螺丝等）产品之一"]
["97eac493-4b09-11eb-bb5e-fa163e311f19","0c0499a6-7ee5-11ea-80a3-fa163e0a8baf","国械注准20193170720","种植体系统","百齿泰（厦门）医疗科技有限公司","百齿泰（厦门）医疗科技有限公司","36e5e47ea11411eca4e190e2ba8d9d30","种植体系统-基台","（直型基台）φ8.0×4.5mm","IT Ⅸ型","TC4钛合金","C0702021380100111802","C07020213801001118020000377",null,"申报企业自主确认为非招标产品、非中选产品或中选部件的附件（如覆盖螺丝、中央螺丝等）产品之一"]
["97eae473-4b09-11eb-bb5e-fa163e311f19","0c0499a6-7ee5-11ea-80a3-fa163e0a8baf","国械注准20193170720","种植体系统","百齿泰（厦门）医疗科技有限公司","百齿泰（厦门）医疗科技有限公司","36e5e47ea11411eca4e190e2ba8d9d30","种植体系统-基台","（直型基台）φ5.3×0.5mm","IT Ⅸ型","TC4钛合金","C0702021380100111802","C07020213801001118020000380",null,"申报企业自主确认为非招标产品、非中选产品或中选部件的附件（如覆盖螺丝、中央螺丝等）产品之一"]
["97eae610-4b09-11eb-bb5e-fa163e311f19","0c0499a6-7ee5-11ea-80a3-fa163e0a8baf","国械注准20193170720","种植体系统","百齿泰（厦门）医疗科技有限公司","百齿泰（厦门）医疗科技有限公司","36e5e47ea11411eca4e190e2ba8d9d30","种植体系统-基台","（直型基台）φ6.5×3.5mm","IT Ⅸ型","TC4钛合金","C0702021380100111802","C07020213801001118020000381",null,"申报企业自主确认为非招标产品、非中选产品或中选部件的附件（如覆盖螺丝、中央螺丝等）产品之一"]
["97eaea63-4b09-11eb-bb5e-fa163e311f19","0c0499a6-7ee5-11ea-80a3-fa163e0a8baf","国械注准20193170720","种植体系统","百齿泰（厦门）医疗科技有限公司","百齿泰（厦门）医疗科技有限公司","36e5e47ea11411eca4e190e2ba8d9d30","种植体系统-基台","（直型基台）φ5.3×4.0mm","IT Ⅸ型","TC4钛合金","C0702021380100111802","C07020213801001118020000384",null,"申报企业自主确认为非招标产品、非中选产品或中选部件的附件（如覆盖螺丝、中央螺丝等）产品之一"]
["97eaed60-4b09-11eb-bb5e-fa163e311f19","0c0499a6-7ee5-11ea-80a3-fa163e0a8baf","国械注准20193170720","种植体系统","百齿泰（厦门）医疗科技有限公司","百齿泰（厦门）医疗科技有限公司","36e5e47ea11411eca4e190e2ba8d9d30","种植体系统-基台","（直型基台）φ7.0×1.5mm","IT Ⅸ型","TC4钛合金","C0702021380100111802","C07020213801001118020000386",null,"申报企业自主确认为非招标产品、非中选产品或中选部件的附件（如覆盖螺丝、中央螺丝等）产品之一"]
["97eaf253-4b09-11eb-bb5e-fa163e311f19","0c0499a6-7ee5-11ea-80a3-fa163e0a8baf","国械注准20193170720","种植体系统","百齿泰（厦门）医疗科技有限公司","百齿泰（厦门）医疗科技有限公司","36e5e47ea11411eca4e190e2ba8d9d30","种植体系统-基台","（直型基台）φ4.6×4.0mm","IT Ⅸ型","TC4钛合金","C0702021380100111802","C07020213801001118020000389",null,"申报企业自主确认为非招标产品、非中选产品或中选部件的附件（如覆盖螺丝、中央螺丝等）产品之一"]
["97eaf3d6-4b09-11eb-bb5e-fa163e311f19","0c0499a6-7ee5-11ea-80a3-fa163e0a8baf","国械注准20193170720","种植体系统","百齿泰（厦门）医疗科技有限公司","百齿泰（厦门）医疗科技有限公司","36e5e47ea11411eca4e190e2ba8d9d30","种植体系统-基台","（直型基台）φ6.5×2.5mm","IT Ⅸ型","TC4钛合金","C0702021380100111802","C07020213801001118020000390",null,"申报企业自主确认为非招标产品、非中选产品或中选部件的附件（如覆盖螺丝、中央螺丝等）产品之一"]
["97eaf95a-4b09-11eb-bb5e-fa163e311f19","0c0499a6-7ee5-11ea-80a3-fa163e0a8baf","国械注准20193170720","种植体系统","百齿泰（厦门）医疗科技有限公司","百齿泰（厦门）医疗科技有限公司","36e5e47ea11411eca4e190e2ba8d9d30","种植体系统-基台","（直型基台）φ5.3×2.5mm","IT Ⅸ型","TC4钛合金","C0702021380100111802","C07020213801001118020000393",null,"申报企业自主确认为非招标产品、非中选产品或中选部件的附件（如覆盖螺丝、中央螺丝等）产品之一"]
["97eafad1-4b09-11eb-bb5e-fa163e311f19","0c0499a6-7ee5-11ea-80a3-fa163e0a8baf","国械注准20193170720","种植体系统","百齿泰（厦门）医疗科技有限公司","百齿泰（厦门）医疗科技有限公司","36e5e47ea11411eca4e190e2ba8d9d30","种植体系统-基台","（直型基台）φ6.0×5.0mm","IT Ⅸ型","TC4钛合金","C0702021380100111802","C07020213801001118020000394",null,"申报企业自主确认为非招标产品、非中选产品或中选部件的附件（如覆盖螺丝、中央螺丝等）产品之一"]
["97eafdd5-4b09-11eb-bb5e-fa163e311f19","0c0499a6-7ee5-11ea-80a3-fa163e0a8baf","国械注准20193170720","种植体系统","百齿泰（厦门）医疗科技有限公司","百齿泰（厦门）医疗科技有限公司","36e5e47ea11411eca4e190e2ba8d9d30","种植体系统-基台","（直型基台）φ6.5×1.0mm","IT Ⅸ型","TC4钛合金","C0702021380100111802","C07020213801001118020000396",null,"申报企业自主确认为非招标产品、非中选产品或中选部件的附件（如覆盖螺丝、中央螺丝等）产品之一"]
["97eb0261-4b09-11eb-bb5e-fa163e311f19","0c0499a6-7ee5-11ea-80a3-fa163e0a8baf","国械注准20193170720","种植体系统","百齿泰（厦门）医疗科技有限公司","百齿泰（厦门）医疗科技有限公司","36e5e47ea11411eca4e190e2ba8d9d30","种植体系统-基台","（直型基台）φ5.0×0.5mm","IT Ⅸ型","TC4钛合金","C0702021380100111802","C07020213801001118020000399",null,"申报企业自主确认为非招标产品、非中选产品或中选部件的附件（如覆盖螺丝、中央螺丝等）产品之一"]
["97eb09db-4b09-11eb-bb5e-fa163e311f19","0c0499a6-7ee5-11ea-80a3-fa163e0a8baf","国械注准20193170720","种植体系统","百齿泰（厦门）医疗科技有限公司","百齿泰（厦门）医疗科技有限公司","36e5e47ea11411eca4e190e2ba8d9d30","种植体系统-基台","（直型基台）φ5.5×5.0mm","IT Ⅸ型","TC4钛合金","C0702021380100111802","C07020213801001118020000402",null,"申报企业自主确认为非招标产品、非中选产品或中选部件的附件（如覆盖螺丝、中央螺丝等）产品之一"]
["97eb0b77-4b09-11eb-bb5e-fa163e311f19","0c0499a6-7ee5-11ea-80a3-fa163e0a8baf","国械注准20193170720","种植体系统","百齿泰（厦门）医疗科技有限公司","百齿泰（厦门）医疗科技有限公司","36e5e47ea11411eca4e190e2ba8d9d30","种植体系统-基台","（直型基台）φ5.0×2.5mm","IT Ⅸ型","TC4钛合金","C0702021380100111802","C07020213801001118020000403",null,"申报企业自主确认为非招标产品、非中选产品或中选部件的附件（如覆盖螺丝、中央螺丝等）产品之一"]
["97eb0fee-4b09-11eb-bb5e-fa163e311f19","0c0499a6-7ee5-11ea-80a3-fa163e0a8baf","国械注准20193170720","种植体系统","百齿泰（厦门）医疗科技有限公司","百齿泰（厦门）医疗科技有限公司","36e5e47ea11411eca4e190e2ba8d9d30","种植体系统-基台","（直型基台）φ3.9×1.0mm","IT Ⅸ型","TC4钛合金","C0702021380100111802","C07020213801001118020000406",null,"申报企业自主确认为非招标产品、非中选产品或中选部件的附件（如覆盖螺丝、中央螺丝等）产品之一"]
["97eb147f-4b09-11eb-bb5e-fa163e311f19","0c0499a6-7ee5-11ea-80a3-fa163e0a8baf","国械注准20193170720","种植体系统","百齿泰（厦门）医疗科技有限公司","百齿泰（厦门）医疗科技有限公司","36e5e47ea11411eca4e190e2ba8d9d30","种植体系统-基台","（直型基台）φ4.8×4.5mm","IT Ⅸ型","TC4钛合金","C0702021380100111802","C07020213801001118020000409",null,"申报企业自主确认为非招标产品、非中选产品或中选部件的附件（如覆盖螺丝、中央螺丝等）产品之一"]
["97eb18c4-4b09-11eb-bb5e-fa163e311f19","0c0499a6-7ee5-11ea-80a3-fa163e0a8baf","国械注准20193170720","种植体系统","百齿泰（厦门）医疗科技有限公司","百齿泰（厦门）医疗科技有限公司","36e5e47ea11411eca4e190e2ba8d9d30","种植体系统-基台","（直型基台）φ7.0×4.5mm","IT Ⅸ型","TC4钛合金","C0702021380100111802","C07020213801001118020000411",null,"申报企业自主确认为非招标产品、非中选产品或中选部件的附件（如覆盖螺丝、中央螺丝等）产品之一"]
["97eb1a47-4b09-11eb-bb5e-fa163e311f19","0c0499a6-7ee5-11ea-80a3-fa163e0a8baf","国械注准20193170720","种植体系统","百齿泰（厦门）医疗科技有限公司","百齿泰（厦门）医疗科技有限公司","36e5e47ea11411eca4e190e2ba8d9d30","种植体系统-基台","（直型基台）φ5.3×3.0mm","IT Ⅸ型","TC4钛合金","C0702021380100111802","C07020213801001118020000412",null,"申报企业自主确认为非招标产品、非中选产品或中选部件的附件（如覆盖螺丝、中央螺丝等）产品之一"]
["97eb207e-4b09-11eb-bb5e-fa163e311f19","0c0499a6-7ee5-11ea-80a3-fa163e0a8baf","国械注准20193170720","种植体系统","百齿泰（厦门）医疗科技有限公司","百齿泰（厦门）医疗科技有限公司","36e5e47ea11411eca4e190e2ba8d9d30","种植体系统-基台","（直型基台）φ8.0×1.5mm","IT Ⅸ型","TC4钛合金","C0702021380100111802","C07020213801001118020000415",null,"申报企业自主确认为非招标产品、非中选产品或中选部件的附件（如覆盖螺丝、中央螺丝等）产品之一"]
["97eb21e5-4b09-11eb-bb5e-fa163e311f19","0c0499a6-7ee5-11ea-80a3-fa163e0a8baf","国械注准20193170720","种植体系统","百齿泰（厦门）医疗科技有限公司","百齿泰（厦门）医疗科技有限公司","36e5e47ea11411eca4e190e2ba8d9d30","种植体系统-基台","（直型基台）φ7.0×0.5mm","IT Ⅸ型","TC4钛合金","C0702021380100111802","C07020213801001118020000416",null,"申报企业自主确认为非招标产品、非中选产品或中选部件的附件（如覆盖螺丝、中央螺丝等）产品之一"]
["97eb24eb-4b09-11eb-bb5e-fa163e311f19","0c0499a6-7ee5-11ea-80a3-fa163e0a8baf","国械注准20193170720","种植体系统","百齿泰（厦门）医疗科技有限公司","百齿泰（厦门）医疗科技有限公司","36e5e47ea11411eca4e190e2ba8d9d30","种植体系统-基台","（直型基台）φ3.7×3.5mm","IT Ⅸ型","TC4钛合金","C0702021380100111802","C07020213801001118020000418",null,"申报企业自主确认为非招标产品、非中选产品或中选部件的附件（如覆盖螺丝、中央螺丝等）产品之一"]
["97eb2b05-4b09-11eb-bb5e-fa163e311f19","0c0499a6-7ee5-11ea-80a3-fa163e0a8baf","国械注准20193170720","种植体系统","百齿泰（厦门）医疗科技有限公司","百齿泰（厦门）医疗科技有限公司","36e5e47ea11411eca4e190e2ba8d9d30","种植体系统-基台","（直型基台）φ4.6×0.5mm","IT Ⅸ型","TC4钛合金","C0702021380100111802","C07020213801001118020000421",null,"申报企业自主确认为非招标产品、非中选产品或中选部件的附件（如覆盖螺丝、中央螺丝等）产品之一"]
["97eb2f43-4b09-11eb-bb5e-fa163e311f19","0c0499a6-7ee5-11ea-80a3-fa163e0a8baf","国械注准20193170720","种植体系统","百齿泰（厦门）医疗科技有限公司","百齿泰（厦门）医疗科技有限公司","36e5e47ea11411eca4e190e2ba8d9d30","种植体系统-基台","（直型基台）φ4.3×1.0mm","IT Ⅸ型","TC4钛合金","C0702021380100111802","C07020213801001118020000424",null,"申报企业自主确认为非招标产品、非中选产品或中选部件的附件（如覆盖螺丝、中央螺丝等）产品之一"]
["97eb309f-4b09-11eb-bb5e-fa163e311f19","0c0499a6-7ee5-11ea-80a3-fa163e0a8baf","国械注准20193170720","种植体系统","百齿泰（厦门）医疗科技有限公司","百齿泰（厦门）医疗科技有限公司","36e5e47ea11411eca4e190e2ba8d9d30","种植体系统-基台","（直型基台）φ4.1×4.5mm","IT Ⅸ型","TC4钛合金","C0702021380100111802","C07020213801001118020000425",null,"申报企业自主确认为非招标产品、非中选产品或中选部件的附件（如覆盖螺丝、中央螺丝等）产品之一"]
["97eb353a-4b09-11eb-bb5e-fa163e311f19","0c0499a6-7ee5-11ea-80a3-fa163e0a8baf","国械注准20193170720","种植体系统","百齿泰（厦门）医疗科技有限公司","百齿泰（厦门）医疗科技有限公司","36e5e47ea11411eca4e190e2ba8d9d30","种植体系统-基台","（直型基台）φ6.5×0.5mm","IT Ⅸ型","TC4钛合金","C0702021380100111802","C07020213801001118020000428",null,"申报企业自主确认为非招标产品、非中选产品或中选部件的附件（如覆盖螺丝、中央螺丝等）产品之一"]
["97eb399d-4b09-11eb-bb5e-fa163e311f19","0c0499a6-7ee5-11ea-80a3-fa163e0a8baf","国械注准20193170720","种植体系统","百齿泰（厦门）医疗科技有限公司","百齿泰（厦门）医疗科技有限公司","36e5e47ea11411eca4e190e2ba8d9d30","种植体系统-基台","（直型基台）φ4.4×0.5mm","IT Ⅸ型","TC4钛合金","C0702021380100111802","C07020213801001118020000431",null,"申报企业自主确认为非招标产品、非中选产品或中选部件的附件（如覆盖螺丝、中央螺丝等）产品之一"]
["97eb3caa-4b09-11eb-bb5e-fa163e311f19","0c0499a6-7ee5-11ea-80a3-fa163e0a8baf","国械注准20193170720","种植体系统","百齿泰（厦门）医疗科技有限公司","百齿泰（厦门）医疗科技有限公司","36e5e47ea11411eca4e190e2ba8d9d30","种植体系统-基台","（直型基台）φ7.0×3.0mm","IT Ⅸ型","TC4钛合金","C0702021380100111802","C07020213801001118020000433",null,"申报企业自主确认为非招标产品、非中选产品或中选部件的附件（如覆盖螺丝、中央螺丝等）产品之一"]
["97eb3e24-4b09-11eb-bb5e-fa163e311f19","0c0499a6-7ee5-11ea-80a3-fa163e0a8baf","国械注准20193170720","种植体系统","百齿泰（厦门）医疗科技有限公司","百齿泰（厦门）医疗科技有限公司","36e5e47ea11411eca4e190e2ba8d9d30","种植体系统-基台","（直型基台）φ3.9×0.5mm","IT Ⅸ型","TC4钛合金","C0702021380100111802","C07020213801001118020000434",null,"申报企业自主确认为非招标产品、非中选产品或中选部件的附件（如覆盖螺丝、中央螺丝等）产品之一"]
["97eb42ec-4b09-11eb-bb5e-fa163e311f19","0c0499a6-7ee5-11ea-80a3-fa163e0a8baf","国械注准20193170720","种植体系统","百齿泰（厦门）医疗科技有限公司","百齿泰（厦门）医疗科技有限公司","36e5e47ea11411eca4e190e2ba8d9d30","种植体系统-基台","（直型基台）φ3.9×3.0mm","IT Ⅸ型","TC4钛合金","C0702021380100111802","C07020213801001118020000437",null,"申报企业自主确认为非招标产品、非中选产品或中选部件的附件（如覆盖螺丝、中央螺丝等）产品之一"]
["97eb444b-4b09-11eb-bb5e-fa163e311f19","0c0499a6-7ee5-11ea-80a3-fa163e0a8baf","国械注准20193170720","种植体系统","百齿泰（厦门）医疗科技有限公司","百齿泰（厦门）医疗科技有限公司","36e5e47ea11411eca4e190e2ba8d9d30","种植体系统-基台","（直型基台）φ5.3×2.0mm","IT Ⅸ型","TC4钛合金","C0702021380100111802","C07020213801001118020000438",null,"申报企业自主确认为非招标产品、非中选产品或中选部件的附件（如覆盖螺丝、中央螺丝等）产品之一"]
["97eb4876-4b09-11eb-bb5e-fa163e311f19","0c0499a6-7ee5-11ea-80a3-fa163e0a8baf","国械注准20193170720","种植体系统","百齿泰（厦门）医疗科技有限公司","百齿泰（厦门）医疗科技有限公司","36e5e47ea11411eca4e190e2ba8d9d30","种植体系统-基台","（直型基台）φ5.3×1.5mm","IT Ⅸ型","TC4钛合金","C0702021380100111802","C07020213801001118020000441",null,"申报企业自主确认为非招标产品、非中选产品或中选部件的附件（如覆盖螺丝、中央螺丝等）产品之一"]
["97eb4cd5-4b09-11eb-bb5e-fa163e311f19","0c0499a6-7ee5-11ea-80a3-fa163e0a8baf","国械注准20193170720","种植体系统","百齿泰（厦门）医疗科技有限公司","百齿泰（厦门）医疗科技有限公司","36e5e47ea11411eca4e190e2ba8d9d30","种植体系统-基台","（直型基台）φ4.1×3.0mm","IT Ⅸ型","TC4钛合金","C0702021380100111802","C07020213801001118020000444",null,"申报企业自主确认为非招标产品、非中选产品或中选部件的附件（如覆盖螺丝、中央螺丝等）产品之一"]
["97eb4fdc-4b09-11eb-bb5e-fa163e311f19","0c0499a6-7ee5-11ea-80a3-fa163e0a8baf","国械注准20193170720","种植体系统","百齿泰（厦门）医疗科技有限公司","百齿泰（厦门）医疗科技有限公司","36e5e47ea11411eca4e190e2ba8d9d30","种植体系统-基台","（直型基台）φ6.0×0.5mm","IT Ⅸ型","TC4钛合金","C0702021380100111802","C07020213801001118020000446",null,"申报企业自主确认为非招标产品、非中选产品或中选部件的附件（如覆盖螺丝、中央螺丝等）产品之一"]
["97eb513b-4b09-11eb-bb5e-fa163e311f19","0c0499a6-7ee5-11ea-80a3-fa163e0a8baf","国械注准20193170720","种植体系统","百齿泰（厦门）医疗科技有限公司","百齿泰（厦门）医疗科技有限公司","36e5e47ea11411eca4e190e2ba8d9d30","种植体系统-基台","（直型基台）φ6.0×4.5mm","IT Ⅸ型","TC4钛合金","C0702021380100111802","C07020213801001118020000447",null,"申报企业自主确认为非招标产品、非中选产品或中选部件的附件（如覆盖螺丝、中央螺丝等）产品之一"]
["97eb5569-4b09-11eb-bb5e-fa163e311f19","0c0499a6-7ee5-11ea-80a3-fa163e0a8baf","国械注准20193170720","种植体系统","百齿泰（厦门）医疗科技有限公司","百齿泰（厦门）医疗科技有限公司","36e5e47ea11411eca4e190e2ba8d9d30","种植体系统-基台","（直型基台）φ4.3×2.0mm","IT Ⅸ型","TC4钛合金","C0702021380100111802","C07020213801001118020000450",null,"申报企业自主确认为非招标产品、非中选产品或中选部件的附件（如覆盖螺丝、中央螺丝等）产品之一"]
["97eb56bf-4b09-11eb-bb5e-fa163e311f19","0c0499a6-7ee5-11ea-80a3-fa163e0a8baf","国械注准20193170720","种植体系统","百齿泰（厦门）医疗科技有限公司","百齿泰（厦门）医疗科技有限公司","36e5e47ea11411eca4e190e2ba8d9d30","种植体系统-基台","（直型基台）φ5.5×1.0mm","IT Ⅸ型","TC4钛合金","C0702021380100111802","C07020213801001118020000451",null,"申报企业自主确认为非招标产品、非中选产品或中选部件的附件（如覆盖螺丝、中央螺丝等）产品之一"]
["97eb5b03-4b09-11eb-bb5e-fa163e311f19","0c0499a6-7ee5-11ea-80a3-fa163e0a8baf","国械注准20193170720","种植体系统","百齿泰（厦门）医疗科技有限公司","百齿泰（厦门）医疗科技有限公司","36e5e47ea11411eca4e190e2ba8d9d30","种植体系统-基台","（直型基台）φ5.5×3.5mm","IT Ⅸ型","TC4钛合金","C0702021380100111802","C07020213801001118020000454",null,"申报企业自主确认为非招标产品、非中选产品或中选部件的附件（如覆盖螺丝、中央螺丝等）产品之一"]
["97eb5dd2-4b09-11eb-bb5e-fa163e311f19","0c0499a6-7ee5-11ea-80a3-fa163e0a8baf","国械注准20193170720","种植体系统","百齿泰（厦门）医疗科技有限公司","百齿泰（厦门）医疗科技有限公司","36e5e47ea11411eca4e190e2ba8d9d30","种植体系统-基台","（直型基台）φ7.0×5.0mm","IT Ⅸ型","TC4钛合金","C0702021380100111802","C07020213801001118020000456",null,"申报企业自主确认为非招标产品、非中选产品或中选部件的附件（如覆盖螺丝、中央螺丝等）产品之一"]
["97eb61f7-4b09-11eb-bb5e-fa163e311f19","0c0499a6-7ee5-11ea-80a3-fa163e0a8baf","国械注准20193170720","种植体系统","百齿泰（厦门）医疗科技有限公司","百齿泰（厦门）医疗科技有限公司","36e5e47ea11411eca4e190e2ba8d9d30","种植体系统-基台","（直型基台）φ4.6×3.0mm","IT Ⅸ型","TC4钛合金","C0702021380100111802","C07020213801001118020000459",null,"申报企业自主确认为非招标产品、非中选产品或中选部件的附件（如覆盖螺丝、中央螺丝等）产品之一"]
["97eb6369-4b09-11eb-bb5e-fa163e311f19","0c0499a6-7ee5-11ea-80a3-fa163e0a8baf","国械注准20193170720","种植体系统","百齿泰（厦门）医疗科技有限公司","百齿泰（厦门）医疗科技有限公司","36e5e47ea11411eca4e190e2ba8d9d30","种植体系统-基台","（直型基台）φ5.5×2.5mm","IT Ⅸ型","TC4钛合金","C0702021380100111802","C07020213801001118020000460",null,"申报企业自主确认为非招标产品、非中选产品或中选部件的附件（如覆盖螺丝、中央螺丝等）产品之一"]
["97eb68a2-4b09-11eb-bb5e-fa163e311f19","0c0499a6-7ee5-11ea-80a3-fa163e0a8baf","国械注准20193170720","种植体系统","百齿泰（厦门）医疗科技有限公司","百齿泰（厦门）医疗科技有限公司","36e5e47ea11411eca4e190e2ba8d9d30","种植体系统-基台","（直型基台）φ5.5×0.5mm","IT Ⅸ型","TC4钛合金","C0702021380100111802","C07020213801001118020000463",null,"申报企业自主确认为非招标产品、非中选产品或中选部件的附件（如覆盖螺丝、中央螺丝等）产品之一"]
["97eb704b-4b09-11eb-bb5e-fa163e311f19","0c0499a6-7ee5-11ea-80a3-fa163e0a8baf","国械注准20193170720","种植体系统","百齿泰（厦门）医疗科技有限公司","百齿泰（厦门）医疗科技有限公司","36e5e47ea11411eca4e190e2ba8d9d30","种植体系统-基台","（直型基台）φ7.5×0.5mm","IT Ⅸ型","TC4钛合金","C0702021380100111802","C07020213801001118020000466",null,"申报企业自主确认为非招标产品、非中选产品或中选部件的附件（如覆盖螺丝、中央螺丝等）产品之一"]
["97eb755d-4b09-11eb-bb5e-fa163e311f19","0c0499a6-7ee5-11ea-80a3-fa163e0a8baf","国械注准20193170720","种植体系统","百齿泰（厦门）医疗科技有限公司","百齿泰（厦门）医疗科技有限公司","36e5e47ea11411eca4e190e2ba8d9d30","种植体系统-基台","（直型基台）φ3.9×4.5mm","IT Ⅸ型","TC4钛合金","C0702021380100111802","C07020213801001118020000468",null,"申报企业自主确认为非招标产品、非中选产品或中选部件的附件（如覆盖螺丝、中央螺丝等）产品之一"]
["97eb76a7-4b09-11eb-bb5e-fa163e311f19","0c0499a6-7ee5-11ea-80a3-fa163e0a8baf","国械注准20193170720","种植体系统","百齿泰（厦门）医疗科技有限公司","百齿泰（厦门）医疗科技有限公司","36e5e47ea11411eca4e190e2ba8d9d30","种植体系统-基台","（直型基台）φ4.4×2.0mm","IT Ⅸ型","TC4钛合金","C0702021380100111802","C07020213801001118020000469",null,"申报企业自主确认为非招标产品、非中选产品或中选部件的附件（如覆盖螺丝、中央螺丝等）产品之一"]
["97eb7a6f-4b09-11eb-bb5e-fa163e311f19","0c0499a6-7ee5-11ea-80a3-fa163e0a8baf","国械注准20193170720","种植体系统","百齿泰（厦门）医疗科技有限公司","百齿泰（厦门）医疗科技有限公司","36e5e47ea11411eca4e190e2ba8d9d30","种植体系统-基台","（直型基台）φ6.5×2.0mm","IT Ⅸ型","TC4钛合金","C0702021380100111802","C07020213801001118020000472",null,"申报企业自主确认为非招标产品、非中选产品或中选部件的附件（如覆盖螺丝、中央螺丝等）产品之一"]
["97eb7d35-4b09-11eb-bb5e-fa163e311f19","0c0499a6-7ee5-11ea-80a3-fa163e0a8baf","国械注准20193170720","种植体系统","百齿泰（厦门）医疗科技有限公司","百齿泰（厦门）医疗科技有限公司","36e5e47ea11411eca4e190e2ba8d9d30","种植体系统-基台","（直型基台）φ4.4×4.5mm","IT Ⅸ型","TC4钛合金","C0702021380100111802","C07020213801001118020000473",null,"申报企业自主确认为非招标产品、非中选产品或中选部件的附件（如覆盖螺丝、中央螺丝等）产品之一"]
["97eb80ff-4b09-11eb-bb5e-fa163e311f19","0c0499a6-7ee5-11ea-80a3-fa163e0a8baf","国械注准20193170720","种植体系统","百齿泰（厦门）医疗科技有限公司","百齿泰（厦门）医疗科技有限公司","36e5e47ea11411eca4e190e2ba8d9d30","种植体系统-基台","（直型基台）φ5.0×4.0mm","IT Ⅸ型","TC4钛合金","C0702021380100111802","C07020213801001118020000476",null,"申报企业自主确认为非招标产品、非中选产品或中选部件的附件（如覆盖螺丝、中央螺丝等）产品之一"]
["97eb8399-4b09-11eb-bb5e-fa163e311f19","0c0499a6-7ee5-11ea-80a3-fa163e0a8baf","国械注准20193170720","种植体系统","百齿泰（厦门）医疗科技有限公司","百齿泰（厦门）医疗科技有限公司","36e5e47ea11411eca4e190e2ba8d9d30","种植体系统-基台","（直型基台）φ4.6×2.5mm","IT Ⅸ型","TC4钛合金","C0702021380100111802","C07020213801001118020000478",null,"申报企业自主确认为非招标产品、非中选产品或中选部件的附件（如覆盖螺丝、中央螺丝等）产品之一"]
["97eb87a7-4b09-11eb-bb5e-fa163e311f19","0c0499a6-7ee5-11ea-80a3-fa163e0a8baf","国械注准20193170720","种植体系统","百齿泰（厦门）医疗科技有限公司","百齿泰（厦门）医疗科技有限公司","36e5e47ea11411eca4e190e2ba8d9d30","种植体系统-基台","（直型基台）φ7.0×4.0mm","IT Ⅸ型","TC4钛合金","C0702021380100111802","C07020213801001118020000481",null,"申报企业自主确认为非招标产品、非中选产品或中选部件的附件（如覆盖螺丝、中央螺丝等）产品之一"]
["97eb88f3-4b09-11eb-bb5e-fa163e311f19","0c0499a6-7ee5-11ea-80a3-fa163e0a8baf","国械注准20193170720","种植体系统","百齿泰（厦门）医疗科技有限公司","百齿泰（厦门）医疗科技有限公司","36e5e47ea11411eca4e190e2ba8d9d30","种植体系统-基台","（直型基台）φ5.3×4.5mm","IT Ⅸ型","TC4钛合金","C0702021380100111802","C07020213801001118020000482",null,"申报企业自主确认为非招标产品、非中选产品或中选部件的附件（如覆盖螺丝、中央螺丝等）产品之一"]
["97eb8d0b-4b09-11eb-bb5e-fa163e311f19","0c0499a6-7ee5-11ea-80a3-fa163e0a8baf","国械注准20193170720","种植体系统","百齿泰（厦门）医疗科技有限公司","百齿泰（厦门）医疗科技有限公司","36e5e47ea11411eca4e190e2ba8d9d30","种植体系统-基台","（直型基台）φ4.1×0.5mm","IT Ⅸ型","TC4钛合金","C0702021380100111802","C07020213801001118020000485",null,"申报企业自主确认为非招标产品、非中选产品或中选部件的附件（如覆盖螺丝、中央螺丝等）产品之一"]
["97eb8e88-4b09-11eb-bb5e-fa163e311f19","0c0499a6-7ee5-11ea-80a3-fa163e0a8baf","国械注准20193170720","种植体系统","百齿泰（厦门）医疗科技有限公司","百齿泰（厦门）医疗科技有限公司","36e5e47ea11411eca4e190e2ba8d9d30","种植体系统-基台","（直型基台）φ7.5×5.0mm","IT Ⅸ型","TC4钛合金","C0702021380100111802","C07020213801001118020000486",null,"申报企业自主确认为非招标产品、非中选产品或中选部件的附件（如覆盖螺丝、中央螺丝等）产品之一"]
["97eb9459-4b09-11eb-bb5e-fa163e311f19","0c0499a6-7ee5-11ea-80a3-fa163e0a8baf","国械注准20193170720","种植体系统","百齿泰（厦门）医疗科技有限公司","百齿泰（厦门）医疗科技有限公司","36e5e47ea11411eca4e190e2ba8d9d30","种植体系统-基台","（直型基台）φ6.0×4.0mm","IT Ⅸ型","TC4钛合金","C0702021380100111802","C07020213801001118020000490",null,"申报企业自主确认为非招标产品、非中选产品或中选部件的附件（如覆盖螺丝、中央螺丝等）产品之一"]
["97eb95bf-4b09-11eb-bb5e-fa163e311f19","0c0499a6-7ee5-11ea-80a3-fa163e0a8baf","国械注准20193170720","种植体系统","百齿泰（厦门）医疗科技有限公司","百齿泰（厦门）医疗科技有限公司","36e5e47ea11411eca4e190e2ba8d9d30","种植体系统-基台","（直型基台）φ4.4×1.0mm","IT Ⅸ型","TC4钛合金","C0702021380100111802","C07020213801001118020000491",null,"申报企业自主确认为非招标产品、非中选产品或中选部件的附件（如覆盖螺丝、中央螺丝等）产品之一"]
["a16bcb55-8396-11ea-8bcf-fa163e0a8baf","0c0499a6-7ee5-11ea-80a3-fa163e0a8baf","国械注准20193170720","种植体系统","百齿泰（厦门）医疗科技有限公司","百齿泰（厦门）医疗科技有限公司","36e5e47ea11411eca4e190e2ba8d9d30","种植体系统-基台","（直型基台）Φ4.8×0.5mm","IH Ⅷ型","TC4钛合金","C0702021380100111802","C07020213801001118020000132",null,"申报企业自主确认为非招标产品、非中选产品或中选部件的附件（如覆盖螺丝、中央螺丝等）产品之一"]
["a16bce9b-8396-11ea-8bcf-fa163e0a8baf","0c0499a6-7ee5-11ea-80a3-fa163e0a8baf","国械注准20193170720","种植体系统","百齿泰（厦门）医疗科技有限公司","百齿泰（厦门）医疗科技有限公司","36e5e47ea11411eca4e190e2ba8d9d30","种植体系统-基台","（直型基台）Φ4.8×1.0mm","IH Ⅷ型","TC4钛合金","C0702021380100111802","C07020213801001118020000133",null,"申报企业自主确认为非招标产品、非中选产品或中选部件的附件（如覆盖螺丝、中央螺丝等）产品之一"]
["a16bd610-8396-11ea-8bcf-fa163e0a8baf","0c0499a6-7ee5-11ea-80a3-fa163e0a8baf","国械注准20193170720","种植体系统","百齿泰（厦门）医疗科技有限公司","百齿泰（厦门）医疗科技有限公司","36e5e47ea11411eca4e190e2ba8d9d30","种植体系统-基台","（直型基台）Φ5.0×1.0mm","IH Ⅷ型","TC4钛合金","C0702021380100111802","C07020213801001118020000135",null,"申报企业自主确认为非招标产品、非中选产品或中选部件的附件（如覆盖螺丝、中央螺丝等）产品之一"]
["a16bd793-8396-11ea-8bcf-fa163e0a8baf","0c0499a6-7ee5-11ea-80a3-fa163e0a8baf","国械注准20193170720","种植体系统","百齿泰（厦门）医疗科技有限公司","百齿泰（厦门）医疗科技有限公司","36e5e47ea11411eca4e190e2ba8d9d30","种植体系统-基台","（直型基台）Φ6.0×1.0mm","IH Ⅷ型","TC4钛合金","C0702021380100111802","C07020213801001118020000143",null,"申报企业自主确认为非招标产品、非中选产品或中选部件的附件（如覆盖螺丝、中央螺丝等）产品之一"]
["a16bdc94-8396-11ea-8bcf-fa163e0a8baf","0c0499a6-7ee5-11ea-80a3-fa163e0a8baf","国械注准20193170720","种植体系统","百齿泰（厦门）医疗科技有限公司","百齿泰（厦门）医疗科技有限公司","36e5e47ea11411eca4e190e2ba8d9d30","种植体系统-基台","（直型基台）Φ5.5×1.0mm","IH Ⅷ型","TC4钛合金","C0702021380100111802","C07020213801001118020000139",null,"申报企业自主确认为非招标产品、非中选产品或中选部件的附件（如覆盖螺丝、中央螺丝等）产品之一"]
["a16bde12-8396-11ea-8bcf-fa163e0a8baf","0c0499a6-7ee5-11ea-80a3-fa163e0a8baf","国械注准20193170720","种植体系统","百齿泰（厦门）医疗科技有限公司","百齿泰（厦门）医疗科技有限公司","36e5e47ea11411eca4e190e2ba8d9d30","种植体系统-基台","（直型基台）Φ5.5×0.5mm","IH Ⅷ型","TC4钛合金","C0702021380100111802","C07020213801001118020000138",null,"申报企业自主确认为非招标产品、非中选产品或中选部件的附件（如覆盖螺丝、中央螺丝等）产品之一"]
["ac8140b9-4b09-11eb-bb5e-fa163e311f19","0c0499a6-7ee5-11ea-80a3-fa163e0a8baf","国械注准20193170720","种植体系统","百齿泰（厦门）医疗科技有限公司","百齿泰（厦门）医疗科技有限公司","36e5e47ea11411eca4e190e2ba8d9d30","种植体系统-基台","（直型基台）φ3.9×0.5mm","IH Ⅸ型","TC4钛合金","C0702021380100111802","C07020213801001118020000495",null,"申报企业自主确认为非招标产品、非中选产品或中选部件的附件（如覆盖螺丝、中央螺丝等）产品之一"]
["ac816288-4b09-11eb-bb5e-fa163e311f19","0c0499a6-7ee5-11ea-80a3-fa163e0a8baf","国械注准20193170720","种植体系统","百齿泰（厦门）医疗科技有限公司","百齿泰（厦门）医疗科技有限公司","36e5e47ea11411eca4e190e2ba8d9d30","种植体系统-基台","（直型基台）φ4.3×1.0mm","IH Ⅸ型","TC4钛合金","C0702021380100111802","C07020213801001118020000497",null,"申报企业自主确认为非招标产品、非中选产品或中选部件的附件（如覆盖螺丝、中央螺丝等）产品之一"]
["ac81684b-4b09-11eb-bb5e-fa163e311f19","0c0499a6-7ee5-11ea-80a3-fa163e0a8baf","国械注准20193170720","种植体系统","百齿泰（厦门）医疗科技有限公司","百齿泰（厦门）医疗科技有限公司","36e5e47ea11411eca4e190e2ba8d9d30","种植体系统-基台","（直型基台）φ5.5×1.5mm","IH Ⅸ型","TC4钛合金","C0702021380100111802","C07020213801001118020000500",null,"申报企业自主确认为非招标产品、非中选产品或中选部件的附件（如覆盖螺丝、中央螺丝等）产品之一"]
["ac8182bb-4b09-11eb-bb5e-fa163e311f19","0c0499a6-7ee5-11ea-80a3-fa163e0a8baf","国械注准20193170720","种植体系统","百齿泰（厦门）医疗科技有限公司","百齿泰（厦门）医疗科技有限公司","36e5e47ea11411eca4e190e2ba8d9d30","种植体系统-基台","（直型基台）φ6.0×4.0mm","IH Ⅸ型","TC4钛合金","C0702021380100111802","C07020213801001118020000501",null,"申报企业自主确认为非招标产品、非中选产品或中选部件的附件（如覆盖螺丝、中央螺丝等）产品之一"]
["ac8187c8-4b09-11eb-bb5e-fa163e311f19","0c0499a6-7ee5-11ea-80a3-fa163e0a8baf","国械注准20193170720","种植体系统","百齿泰（厦门）医疗科技有限公司","百齿泰（厦门）医疗科技有限公司","36e5e47ea11411eca4e190e2ba8d9d30","种植体系统-基台","（直型基台）φ4.3×0.5mm","IH Ⅸ型","TC4钛合金","C0702021380100111802","C07020213801001118020000504",null,"申报企业自主确认为非招标产品、非中选产品或中选部件的附件（如覆盖螺丝、中央螺丝等）产品之一"]
["ac818959-4b09-11eb-bb5e-fa163e311f19","0c0499a6-7ee5-11ea-80a3-fa163e0a8baf","国械注准20193170720","种植体系统","百齿泰（厦门）医疗科技有限公司","百齿泰（厦门）医疗科技有限公司","36e5e47ea11411eca4e190e2ba8d9d30","种植体系统-基台","（直型基台）φ7.5×4.5mm","IH Ⅸ型","TC4钛合金","C0702021380100111802","C07020213801001118020000505",null,"申报企业自主确认为非招标产品、非中选产品或中选部件的附件（如覆盖螺丝、中央螺丝等）产品之一"]
["ac818e5c-4b09-11eb-bb5e-fa163e311f19","0c0499a6-7ee5-11ea-80a3-fa163e0a8baf","国械注准20193170720","种植体系统","百齿泰（厦门）医疗科技有限公司","百齿泰（厦门）医疗科技有限公司","36e5e47ea11411eca4e190e2ba8d9d30","种植体系统-基台","（直型基台）φ3.9×4.0mm","IH Ⅸ型","TC4钛合金","C0702021380100111802","C07020213801001118020000508",null,"申报企业自主确认为非招标产品、非中选产品或中选部件的附件（如覆盖螺丝、中央螺丝等）产品之一"]
["ac819006-4b09-11eb-bb5e-fa163e311f19","0c0499a6-7ee5-11ea-80a3-fa163e0a8baf","国械注准20193170720","种植体系统","百齿泰（厦门）医疗科技有限公司","百齿泰（厦门）医疗科技有限公司","36e5e47ea11411eca4e190e2ba8d9d30","种植体系统-基台","（直型基台）φ4.8×1.0mm","IH Ⅸ型","TC4钛合金","C0702021380100111802","C07020213801001118020000509",null,"申报企业自主确认为非招标产品、非中选产品或中选部件的附件（如覆盖螺丝、中央螺丝等）产品之一"]
["ac81962b-4b09-11eb-bb5e-fa163e311f19","0c0499a6-7ee5-11ea-80a3-fa163e0a8baf","国械注准20193170720","种植体系统","百齿泰（厦门）医疗科技有限公司","百齿泰（厦门）医疗科技有限公司","36e5e47ea11411eca4e190e2ba8d9d30","种植体系统-基台","（直型基台）φ5.8×5.0mm","IH Ⅸ型","TC4钛合金","C0702021380100111802","C07020213801001118020000513",null,"申报企业自主确认为非招标产品、非中选产品或中选部件的附件（如覆盖螺丝、中央螺丝等）产品之一"]
["ac8197ba-4b09-11eb-bb5e-fa163e311f19","0c0499a6-7ee5-11ea-80a3-fa163e0a8baf","国械注准20193170720","种植体系统","百齿泰（厦门）医疗科技有限公司","百齿泰（厦门）医疗科技有限公司","36e5e47ea11411eca4e190e2ba8d9d30","种植体系统-基台","（直型基台）φ5.0×3.5mm","IH Ⅸ型","TC4钛合金","C0702021380100111802","C07020213801001118020000514",null,"申报企业自主确认为非招标产品、非中选产品或中选部件的附件（如覆盖螺丝、中央螺丝等）产品之一"]
["ac819c52-4b09-11eb-bb5e-fa163e311f19","0c0499a6-7ee5-11ea-80a3-fa163e0a8baf","国械注准20193170720","种植体系统","百齿泰（厦门）医疗科技有限公司","百齿泰（厦门）医疗科技有限公司","36e5e47ea11411eca4e190e2ba8d9d30","种植体系统-基台","（直型基台）φ4.6×2.0mm","IH Ⅸ型","TC4钛合金","C0702021380100111802","C07020213801001118020000517",null,"申报企业自主确认为非招标产品、非中选产品或中选部件的附件（如覆盖螺丝、中央螺丝等）产品之一"]
["ac819df3-4b09-11eb-bb5e-fa163e311f19","0c0499a6-7ee5-11ea-80a3-fa163e0a8baf","国械注准20193170720","种植体系统","百齿泰（厦门）医疗科技有限公司","百齿泰（厦门）医疗科技有限公司","36e5e47ea11411eca4e190e2ba8d9d30","种植体系统-基台","（直型基台）φ4.8×5.0mm","IH Ⅸ型","TC4钛合金","C0702021380100111802","C07020213801001118020000518",null,"申报企业自主确认为非招标产品、非中选产品或中选部件的附件（如覆盖螺丝、中央螺丝等）产品之一"]
["ac81a413-4b09-11eb-bb5e-fa163e311f19","0c0499a6-7ee5-11ea-80a3-fa163e0a8baf","国械注准20193170720","种植体系统","百齿泰（厦门）医疗科技有限公司","百齿泰（厦门）医疗科技有限公司","36e5e47ea11411eca4e190e2ba8d9d30","种植体系统-基台","（直型基台）φ8.0×5.0mm","IH Ⅸ型","TC4钛合金","C0702021380100111802","C07020213801001118020000522",null,"申报企业自主确认为非招标产品、非中选产品或中选部件的附件（如覆盖螺丝、中央螺丝等）产品之一"]
["ac81a5ef-4b09-11eb-bb5e-fa163e311f19","0c0499a6-7ee5-11ea-80a3-fa163e0a8baf","国械注准20193170720","种植体系统","百齿泰（厦门）医疗科技有限公司","百齿泰（厦门）医疗科技有限公司","36e5e47ea11411eca4e190e2ba8d9d30","种植体系统-基台","（直型基台）φ5.0×3.0mm","IH Ⅸ型","TC4钛合金","C0702021380100111802","C07020213801001118020000523",null,"申报企业自主确认为非招标产品、非中选产品或中选部件的附件（如覆盖螺丝、中央螺丝等）产品之一"]
["ac81ab15-4b09-11eb-bb5e-fa163e311f19","0c0499a6-7ee5-11ea-80a3-fa163e0a8baf","国械注准20193170720","种植体系统","百齿泰（厦门）医疗科技有限公司","百齿泰（厦门）医疗科技有限公司","36e5e47ea11411eca4e190e2ba8d9d30","种植体系统-基台","（直型基台）φ5.3×0.5mm","IH Ⅸ型","TC4钛合金","C0702021380100111802","C07020213801001118020000526",null,"申报企业自主确认为非招标产品、非中选产品或中选部件的附件（如覆盖螺丝、中央螺丝等）产品之一"]
["ac81adf4-4b09-11eb-bb5e-fa163e311f19","0c0499a6-7ee5-11ea-80a3-fa163e0a8baf","国械注准20193170720","种植体系统","百齿泰（厦门）医疗科技有限公司","百齿泰（厦门）医疗科技有限公司","36e5e47ea11411eca4e190e2ba8d9d30","种植体系统-基台","（直型基台）φ5.8×2.5mm","IH Ⅸ型","TC4钛合金","C0702021380100111802","C07020213801001118020000527",null,"申报企业自主确认为非招标产品、非中选产品或中选部件的附件（如覆盖螺丝、中央螺丝等）产品之一"]
["ac81d18a-4b09-11eb-bb5e-fa163e311f19","0c0499a6-7ee5-11ea-80a3-fa163e0a8baf","国械注准20193170720","种植体系统","百齿泰（厦门）医疗科技有限公司","百齿泰（厦门）医疗科技有限公司","36e5e47ea11411eca4e190e2ba8d9d30","种植体系统-基台","（直型基台）φ5.0×4.5mm","IH Ⅸ型","TC4钛合金","C0702021380100111802","C07020213801001118020000530",null,"申报企业自主确认为非招标产品、非中选产品或中选部件的附件（如覆盖螺丝、中央螺丝等）产品之一"]
["ac81d4e9-4b09-11eb-bb5e-fa163e311f19","0c0499a6-7ee5-11ea-80a3-fa163e0a8baf","国械注准20193170720","种植体系统","百齿泰（厦门）医疗科技有限公司","百齿泰（厦门）医疗科技有限公司","36e5e47ea11411eca4e190e2ba8d9d30","种植体系统-基台","（直型基台）φ4.4×3.5mm","IH Ⅸ型","TC4钛合金","C0702021380100111802","C07020213801001118020000532",null,"申报企业自主确认为非招标产品、非中选产品或中选部件的附件（如覆盖螺丝、中央螺丝等）产品之一"]
["ac81da04-4b09-11eb-bb5e-fa163e311f19","0c0499a6-7ee5-11ea-80a3-fa163e0a8baf","国械注准20193170720","种植体系统","百齿泰（厦门）医疗科技有限公司","百齿泰（厦门）医疗科技有限公司","36e5e47ea11411eca4e190e2ba8d9d30","种植体系统-基台","（直型基台）φ7.0×5.0mm","IH Ⅸ型","TC4钛合金","C0702021380100111802","C07020213801001118020000535",null,"申报企业自主确认为非招标产品、非中选产品或中选部件的附件（如覆盖螺丝、中央螺丝等）产品之一"]
["ac81db94-4b09-11eb-bb5e-fa163e311f19","0c0499a6-7ee5-11ea-80a3-fa163e0a8baf","国械注准20193170720","种植体系统","百齿泰（厦门）医疗科技有限公司","百齿泰（厦门）医疗科技有限公司","36e5e47ea11411eca4e190e2ba8d9d30","种植体系统-基台","（直型基台）φ6.0×1.5mm","IH Ⅸ型","TC4钛合金","C0702021380100111802","C07020213801001118020000536",null,"申报企业自主确认为非招标产品、非中选产品或中选部件的附件（如覆盖螺丝、中央螺丝等）产品之一"]
["ac81e02c-4b09-11eb-bb5e-fa163e311f19","0c0499a6-7ee5-11ea-80a3-fa163e0a8baf","国械注准20193170720","种植体系统","百齿泰（厦门）医疗科技有限公司","百齿泰（厦门）医疗科技有限公司","36e5e47ea11411eca4e190e2ba8d9d30","种植体系统-基台","（直型基台）φ4.6×0.5mm","IH Ⅸ型","TC4钛合金","C0702021380100111802","C07020213801001118020000539",null,"申报企业自主确认为非招标产品、非中选产品或中选部件的附件（如覆盖螺丝、中央螺丝等）产品之一"]
["ac81e1b0-4b09-11eb-bb5e-fa163e311f19","0c0499a6-7ee5-11ea-80a3-fa163e0a8baf","国械注准20193170720","种植体系统","百齿泰（厦门）医疗科技有限公司","百齿泰（厦门）医疗科技有限公司","36e5e47ea11411eca4e190e2ba8d9d30","种植体系统-基台","（直型基台）φ5.3×1.5mm","IH Ⅸ型","TC4钛合金","C0702021380100111802","C07020213801001118020000540",null,"申报企业自主确认为非招标产品、非中选产品或中选部件的附件（如覆盖螺丝、中央螺丝等）产品之一"]
["ac81e522-4b09-11eb-bb5e-fa163e311f19","0c0499a6-7ee5-11ea-80a3-fa163e0a8baf","国械注准20193170720","种植体系统","百齿泰（厦门）医疗科技有限公司","百齿泰（厦门）医疗科技有限公司","36e5e47ea11411eca4e190e2ba8d9d30","种植体系统-基台","（直型基台）φ4.6×5.0mm","IH Ⅸ型","TC4钛合金","C0702021380100111802","C07020213801001118020000542",null,"申报企业自主确认为非招标产品、非中选产品或中选部件的附件（如覆盖螺丝、中央螺丝等）产品之一"]
["ac81ea01-4b09-11eb-bb5e-fa163e311f19","0c0499a6-7ee5-11ea-80a3-fa163e0a8baf","国械注准20193170720","种植体系统","百齿泰（厦门）医疗科技有限公司","百齿泰（厦门）医疗科技有限公司","36e5e47ea11411eca4e190e2ba8d9d30","种植体系统-基台","（直型基台）φ7.0×4.0mm","IH Ⅸ型","TC4钛合金","C0702021380100111802","C07020213801001118020000545",null,"申报企业自主确认为非招标产品、非中选产品或中选部件的附件（如覆盖螺丝、中央螺丝等）产品之一"]
["ac81ee9b-4b09-11eb-bb5e-fa163e311f19","0c0499a6-7ee5-11ea-80a3-fa163e0a8baf","国械注准20193170720","种植体系统","百齿泰（厦门）医疗科技有限公司","百齿泰（厦门）医疗科技有限公司","36e5e47ea11411eca4e190e2ba8d9d30","种植体系统-基台","（直型基台）φ5.0×1.0mm","IH Ⅸ型","TC4钛合金","C0702021380100111802","C07020213801001118020000548",null,"申报企业自主确认为非招标产品、非中选产品或中选部件的附件（如覆盖螺丝、中央螺丝等）产品之一"]
["ac81f01d-4b09-11eb-bb5e-fa163e311f19","0c0499a6-7ee5-11ea-80a3-fa163e0a8baf","国械注准20193170720","种植体系统","百齿泰（厦门）医疗科技有限公司","百齿泰（厦门）医疗科技有限公司","36e5e47ea11411eca4e190e2ba8d9d30","种植体系统-基台","（直型基台）φ5.8×0.5mm","IH Ⅸ型","TC4钛合金","C0702021380100111802","C07020213801001118020000549",null,"申报企业自主确认为非招标产品、非中选产品或中选部件的附件（如覆盖螺丝、中央螺丝等）产品之一"]
["ac81f569-4b09-11eb-bb5e-fa163e311f19","0c0499a6-7ee5-11ea-80a3-fa163e0a8baf","国械注准20193170720","种植体系统","百齿泰（厦门）医疗科技有限公司","百齿泰（厦门）医疗科技有限公司","36e5e47ea11411eca4e190e2ba8d9d30","种植体系统-基台","（直型基台）φ6.5×2.0mm","IH Ⅸ型","TC4钛合金","C0702021380100111802","C07020213801001118020000552",null,"申报企业自主确认为非招标产品、非中选产品或中选部件的附件（如覆盖螺丝、中央螺丝等）产品之一"]
["ac81f9f6-4b09-11eb-bb5e-fa163e311f19","0c0499a6-7ee5-11ea-80a3-fa163e0a8baf","国械注准20193170720","种植体系统","百齿泰（厦门）医疗科技有限公司","百齿泰（厦门）医疗科技有限公司","36e5e47ea11411eca4e190e2ba8d9d30","种植体系统-基台","（直型基台）φ4.1×1.0mm","IH Ⅸ型","TC4钛合金","C0702021380100111802","C07020213801001118020000555",null,"申报企业自主确认为非招标产品、非中选产品或中选部件的附件（如覆盖螺丝、中央螺丝等）产品之一"]
["ac81fcf9-4b09-11eb-bb5e-fa163e311f19","0c0499a6-7ee5-11ea-80a3-fa163e0a8baf","国械注准20193170720","种植体系统","百齿泰（厦门）医疗科技有限公司","百齿泰（厦门）医疗科技有限公司","36e5e47ea11411eca4e190e2ba8d9d30","种植体系统-基台","（直型基台）φ5.0×4.0mm","IH Ⅸ型","TC4钛合金","C0702021380100111802","C07020213801001118020000557",null,"申报企业自主确认为非招标产品、非中选产品或中选部件的附件（如覆盖螺丝、中央螺丝等）产品之一"]
["ac81fe9b-4b09-11eb-bb5e-fa163e311f19","0c0499a6-7ee5-11ea-80a3-fa163e0a8baf","国械注准20193170720","种植体系统","百齿泰（厦门）医疗科技有限公司","百齿泰（厦门）医疗科技有限公司","36e5e47ea11411eca4e190e2ba8d9d30","种植体系统-基台","（直型基台）φ5.0×2.0mm","IH Ⅸ型","TC4钛合金","C0702021380100111802","C07020213801001118020000558",null,"申报企业自主确认为非招标产品、非中选产品或中选部件的附件（如覆盖螺丝、中央螺丝等）产品之一"]
["ac8203c4-4b09-11eb-bb5e-fa163e311f19","0c0499a6-7ee5-11ea-80a3-fa163e0a8baf","国械注准20193170720","种植体系统","百齿泰（厦门）医疗科技有限公司","百齿泰（厦门）医疗科技有限公司","36e5e47ea11411eca4e190e2ba8d9d30","种植体系统-基台","（直型基台）φ8.0×1.0mm","IH Ⅸ型","TC4钛合金","C0702021380100111802","C07020213801001118020000561",null,"申报企业自主确认为非招标产品、非中选产品或中选部件的附件（如覆盖螺丝、中央螺丝等）产品之一"]
["ac820551-4b09-11eb-bb5e-fa163e311f19","0c0499a6-7ee5-11ea-80a3-fa163e0a8baf","国械注准20193170720","种植体系统","百齿泰（厦门）医疗科技有限公司","百齿泰（厦门）医疗科技有限公司","36e5e47ea11411eca4e190e2ba8d9d30","种植体系统-基台","（直型基台）φ3.7×2.5mm","IH Ⅸ型","TC4钛合金","C0702021380100111802","C07020213801001118020000562",null,"申报企业自主确认为非招标产品、非中选产品或中选部件的附件（如覆盖螺丝、中央螺丝等）产品之一"]
["ac8209e1-4b09-11eb-bb5e-fa163e311f19","0c0499a6-7ee5-11ea-80a3-fa163e0a8baf","国械注准20193170720","种植体系统","百齿泰（厦门）医疗科技有限公司","百齿泰（厦门）医疗科技有限公司","36e5e47ea11411eca4e190e2ba8d9d30","种植体系统-基台","（直型基台）φ4.4×4.5mm","IH Ⅸ型","TC4钛合金","C0702021380100111802","C07020213801001118020000565",null,"申报企业自主确认为非招标产品、非中选产品或中选部件的附件（如覆盖螺丝、中央螺丝等）产品之一"]
["ac820d0c-4b09-11eb-bb5e-fa163e311f19","0c0499a6-7ee5-11ea-80a3-fa163e0a8baf","国械注准20193170720","种植体系统","百齿泰（厦门）医疗科技有限公司","百齿泰（厦门）医疗科技有限公司","36e5e47ea11411eca4e190e2ba8d9d30","种植体系统-基台","（直型基台）φ7.0×3.0mm","IH Ⅸ型","TC4钛合金","C0702021380100111802","C07020213801001118020000567",null,"申报企业自主确认为非招标产品、非中选产品或中选部件的附件（如覆盖螺丝、中央螺丝等）产品之一"]
["ac82119c-4b09-11eb-bb5e-fa163e311f19","0c0499a6-7ee5-11ea-80a3-fa163e0a8baf","国械注准20193170720","种植体系统","百齿泰（厦门）医疗科技有限公司","百齿泰（厦门）医疗科技有限公司","36e5e47ea11411eca4e190e2ba8d9d30","种植体系统-基台","（直型基台）φ7.0×2.0mm","IH Ⅸ型","TC4钛合金","C0702021380100111802","C07020213801001118020000570",null,"申报企业自主确认为非招标产品、非中选产品或中选部件的附件（如覆盖螺丝、中央螺丝等）产品之一"]
["ac821325-4b09-11eb-bb5e-fa163e311f19","0c0499a6-7ee5-11ea-80a3-fa163e0a8baf","国械注准20193170720","种植体系统","百齿泰（厦门）医疗科技有限公司","百齿泰（厦门）医疗科技有限公司","36e5e47ea11411eca4e190e2ba8d9d30","种植体系统-基台","（直型基台）φ4.1×3.0mm","IH Ⅸ型","TC4钛合金","C0702021380100111802","C07020213801001118020000571",null,"申报企业自主确认为非招标产品、非中选产品或中选部件的附件（如覆盖螺丝、中央螺丝等）产品之一"]
["ac8217bf-4b09-11eb-bb5e-fa163e311f19","0c0499a6-7ee5-11ea-80a3-fa163e0a8baf","国械注准20193170720","种植体系统","百齿泰（厦门）医疗科技有限公司","百齿泰（厦门）医疗科技有限公司","36e5e47ea11411eca4e190e2ba8d9d30","种植体系统-基台","（直型基台）φ4.6×2.5mm","IH Ⅸ型","TC4钛合金","C0702021380100111802","C07020213801001118020000574",null,"申报企业自主确认为非招标产品、非中选产品或中选部件的附件（如覆盖螺丝、中央螺丝等）产品之一"]
["ac821943-4b09-11eb-bb5e-fa163e311f19","0c0499a6-7ee5-11ea-80a3-fa163e0a8baf","国械注准20193170720","种植体系统","百齿泰（厦门）医疗科技有限公司","百齿泰（厦门）医疗科技有限公司","36e5e47ea11411eca4e190e2ba8d9d30","种植体系统-基台","（直型基台）φ5.8×4.0mm","IH Ⅸ型","TC4钛合金","C0702021380100111802","C07020213801001118020000575",null,"申报企业自主确认为非招标产品、非中选产品或中选部件的附件（如覆盖螺丝、中央螺丝等）产品之一"]
["ac821f94-4b09-11eb-bb5e-fa163e311f19","0c0499a6-7ee5-11ea-80a3-fa163e0a8baf","国械注准20193170720","种植体系统","百齿泰（厦门）医疗科技有限公司","百齿泰（厦门）医疗科技有限公司","36e5e47ea11411eca4e190e2ba8d9d30","种植体系统-基台","（直型基台）φ5.3×1.0mm","IH Ⅸ型","TC4钛合金","C0702021380100111802","C07020213801001118020000579",null,"申报企业自主确认为非招标产品、非中选产品或中选部件的附件（如覆盖螺丝、中央螺丝等）产品之一"]
["ac822114-4b09-11eb-bb5e-fa163e311f19","0c0499a6-7ee5-11ea-80a3-fa163e0a8baf","国械注准20193170720","种植体系统","百齿泰（厦门）医疗科技有限公司","百齿泰（厦门）医疗科技有限公司","36e5e47ea11411eca4e190e2ba8d9d30","种植体系统-基台","（直型基台）φ4.6×1.0mm","IH Ⅸ型","TC4钛合金","C0702021380100111802","C07020213801001118020000580",null,"申报企业自主确认为非招标产品、非中选产品或中选部件的附件（如覆盖螺丝、中央螺丝等）产品之一"]
["ac82260d-4b09-11eb-bb5e-fa163e311f19","0c0499a6-7ee5-11ea-80a3-fa163e0a8baf","国械注准20193170720","种植体系统","百齿泰（厦门）医疗科技有限公司","百齿泰（厦门）医疗科技有限公司","36e5e47ea11411eca4e190e2ba8d9d30","种植体系统-基台","（直型基台）φ4.4×3.0mm","IH Ⅸ型","TC4钛合金","C0702021380100111802","C07020213801001118020000583",null,"申报企业自主确认为非招标产品、非中选产品或中选部件的附件（如覆盖螺丝、中央螺丝等）产品之一"]
["ac8227c5-4b09-11eb-bb5e-fa163e311f19","0c0499a6-7ee5-11ea-80a3-fa163e0a8baf","国械注准20193170720","种植体系统","百齿泰（厦门）医疗科技有限公司","百齿泰（厦门）医疗科技有限公司","36e5e47ea11411eca4e190e2ba8d9d30","种植体系统-基台","（直型基台）φ4.8×0.5mm","IH Ⅸ型","TC4钛合金","C0702021380100111802","C07020213801001118020000584",null,"申报企业自主确认为非招标产品、非中选产品或中选部件的附件（如覆盖螺丝、中央螺丝等）产品之一"]
["ac822f23-4b09-11eb-bb5e-fa163e311f19","0c0499a6-7ee5-11ea-80a3-fa163e0a8baf","国械注准20193170720","种植体系统","百齿泰（厦门）医疗科技有限公司","百齿泰（厦门）医疗科技有限公司","36e5e47ea11411eca4e190e2ba8d9d30","种植体系统-基台","（直型基台）φ4.1×5.0mm","IH Ⅸ型","TC4钛合金","C0702021380100111802","C07020213801001118020000587",null,"申报企业自主确认为非招标产品、非中选产品或中选部件的附件（如覆盖螺丝、中央螺丝等）产品之一"]
["ac8233e4-4b09-11eb-bb5e-fa163e311f19","0c0499a6-7ee5-11ea-80a3-fa163e0a8baf","国械注准20193170720","种植体系统","百齿泰（厦门）医疗科技有限公司","百齿泰（厦门）医疗科技有限公司","36e5e47ea11411eca4e190e2ba8d9d30","种植体系统-基台","（直型基台）φ4.1×2.0mm","IH Ⅸ型","TC4钛合金","C0702021380100111802","C07020213801001118020000590",null,"申报企业自主确认为非招标产品、非中选产品或中选部件的附件（如覆盖螺丝、中央螺丝等）产品之一"]
["ac8236f8-4b09-11eb-bb5e-fa163e311f19","0c0499a6-7ee5-11ea-80a3-fa163e0a8baf","国械注准20193170720","种植体系统","百齿泰（厦门）医疗科技有限公司","百齿泰（厦门）医疗科技有限公司","36e5e47ea11411eca4e190e2ba8d9d30","种植体系统-基台","（直型基台）φ7.5×2.5mm","IH Ⅸ型","TC4钛合金","C0702021380100111802","C07020213801001118020000592",null,"申报企业自主确认为非招标产品、非中选产品或中选部件的附件（如覆盖螺丝、中央螺丝等）产品之一"]
["ac8238bc-4b09-11eb-bb5e-fa163e311f19","0c0499a6-7ee5-11ea-80a3-fa163e0a8baf","国械注准20193170720","种植体系统","百齿泰（厦门）医疗科技有限公司","百齿泰（厦门）医疗科技有限公司","36e5e47ea11411eca4e190e2ba8d9d30","种植体系统-基台","（直型基台）φ3.7×1.0mm","IH Ⅸ型","TC4钛合金","C0702021380100111802","C07020213801001118020000593",null,"申报企业自主确认为非招标产品、非中选产品或中选部件的附件（如覆盖螺丝、中央螺丝等）产品之一"]
["ac82a78e-4b09-11eb-bb5e-fa163e311f19","0c0499a6-7ee5-11ea-80a3-fa163e0a8baf","国械注准20193170720","种植体系统","百齿泰（厦门）医疗科技有限公司","百齿泰（厦门）医疗科技有限公司","36e5e47ea11411eca4e190e2ba8d9d30","种植体系统-基台","（直型基台）φ5.5×5.0mm","IH Ⅸ型","TC4钛合金","C0702021380100111802","C07020213801001118020000596",null,"申报企业自主确认为非招标产品、非中选产品或中选部件的附件（如覆盖螺丝、中央螺丝等）产品之一"]
["ac82a960-4b09-11eb-bb5e-fa163e311f19","0c0499a6-7ee5-11ea-80a3-fa163e0a8baf","国械注准20193170720","种植体系统","百齿泰（厦门）医疗科技有限公司","百齿泰（厦门）医疗科技有限公司","36e5e47ea11411eca4e190e2ba8d9d30","种植体系统-基台","（直型基台）φ5.5×0.5mm","IH Ⅸ型","TC4钛合金","C0702021380100111802","C07020213801001118020000597",null,"申报企业自主确认为非招标产品、非中选产品或中选部件的附件（如覆盖螺丝、中央螺丝等）产品之一"]
["ac82b1ca-4b09-11eb-bb5e-fa163e311f19","0c0499a6-7ee5-11ea-80a3-fa163e0a8baf","国械注准20193170720","种植体系统","百齿泰（厦门）医疗科技有限公司","百齿泰（厦门）医疗科技有限公司","36e5e47ea11411eca4e190e2ba8d9d30","种植体系统-基台","（直型基台）φ4.3×2.0mm","IH Ⅸ型","TC4钛合金","C0702021380100111802","C07020213801001118020000600",null,"申报企业自主确认为非招标产品、非中选产品或中选部件的附件（如覆盖螺丝、中央螺丝等）产品之一"]
["ac82b4fb-4b09-11eb-bb5e-fa163e311f19","0c0499a6-7ee5-11ea-80a3-fa163e0a8baf","国械注准20193170720","种植体系统","百齿泰（厦门）医疗科技有限公司","百齿泰（厦门）医疗科技有限公司","36e5e47ea11411eca4e190e2ba8d9d30","种植体系统-基台","（直型基台）φ6.0×5.0mm","IH Ⅸ型","TC4钛合金","C0702021380100111802","C07020213801001118020000602",null,"申报企业自主确认为非招标产品、非中选产品或中选部件的附件（如覆盖螺丝、中央螺丝等）产品之一"]
["ac82bc19-4b09-11eb-bb5e-fa163e311f19","0c0499a6-7ee5-11ea-80a3-fa163e0a8baf","国械注准20193170720","种植体系统","百齿泰（厦门）医疗科技有限公司","百齿泰（厦门）医疗科技有限公司","36e5e47ea11411eca4e190e2ba8d9d30","种植体系统-基台","（直型基台）φ4.4×4.0mm","IH Ⅸ型","TC4钛合金","C0702021380100111802","C07020213801001118020000605",null,"申报企业自主确认为非招标产品、非中选产品或中选部件的附件（如覆盖螺丝、中央螺丝等）产品之一"]
["ac82bdad-4b09-11eb-bb5e-fa163e311f19","0c0499a6-7ee5-11ea-80a3-fa163e0a8baf","国械注准20193170720","种植体系统","百齿泰（厦门）医疗科技有限公司","百齿泰（厦门）医疗科技有限公司","36e5e47ea11411eca4e190e2ba8d9d30","种植体系统-基台","（直型基台）φ4.4×1.0mm","IH Ⅸ型","TC4钛合金","C0702021380100111802","C07020213801001118020000606",null,"申报企业自主确认为非招标产品、非中选产品或中选部件的附件（如覆盖螺丝、中央螺丝等）产品之一"]
["ac82c1d3-4b09-11eb-bb5e-fa163e311f19","0c0499a6-7ee5-11ea-80a3-fa163e0a8baf","国械注准20193170720","种植体系统","百齿泰（厦门）医疗科技有限公司","百齿泰（厦门）医疗科技有限公司","36e5e47ea11411eca4e190e2ba8d9d30","种植体系统-基台","（直型基台）φ6.5×5.0mm","IH Ⅸ型","TC4钛合金","C0702021380100111802","C07020213801001118020000609",null,"申报企业自主确认为非招标产品、非中选产品或中选部件的附件（如覆盖螺丝、中央螺丝等）产品之一"]
["ac82c326-4b09-11eb-bb5e-fa163e311f19","0c0499a6-7ee5-11ea-80a3-fa163e0a8baf","国械注准20193170720","种植体系统","百齿泰（厦门）医疗科技有限公司","百齿泰（厦门）医疗科技有限公司","36e5e47ea11411eca4e190e2ba8d9d30","种植体系统-基台","（直型基台）φ8.0×3.0mm","IH Ⅸ型","TC4钛合金","C0702021380100111802","C07020213801001118020000610",null,"申报企业自主确认为非招标产品、非中选产品或中选部件的附件（如覆盖螺丝、中央螺丝等）产品之一"]
["ac82c900-4b09-11eb-bb5e-fa163e311f19","0c0499a6-7ee5-11ea-80a3-fa163e0a8baf","国械注准20193170720","种植体系统","百齿泰（厦门）医疗科技有限公司","百齿泰（厦门）医疗科技有限公司","36e5e47ea11411eca4e190e2ba8d9d30","种植体系统-基台","（直型基台）φ3.9×3.5mm","IH Ⅸ型","TC4钛合金","C0702021380100111802","C07020213801001118020000614",null,"申报企业自主确认为非招标产品、非中选产品或中选部件的附件（如覆盖螺丝、中央螺丝等）产品之一"]
["ac82ca5b-4b09-11eb-bb5e-fa163e311f19","0c0499a6-7ee5-11ea-80a3-fa163e0a8baf","国械注准20193170720","种植体系统","百齿泰（厦门）医疗科技有限公司","百齿泰（厦门）医疗科技有限公司","36e5e47ea11411eca4e190e2ba8d9d30","种植体系统-基台","（直型基台）φ4.8×1.5mm","IH Ⅸ型","TC4钛合金","C0702021380100111802","C07020213801001118020000615",null,"申报企业自主确认为非招标产品、非中选产品或中选部件的附件（如覆盖螺丝、中央螺丝等）产品之一"]
["ac82ce61-4b09-11eb-bb5e-fa163e311f19","0c0499a6-7ee5-11ea-80a3-fa163e0a8baf","国械注准20193170720","种植体系统","百齿泰（厦门）医疗科技有限公司","百齿泰（厦门）医疗科技有限公司","36e5e47ea11411eca4e190e2ba8d9d30","种植体系统-基台","（直型基台）φ8.0×4.0mm","IH Ⅸ型","TC4钛合金","C0702021380100111802","C07020213801001118020000618",null,"申报企业自主确认为非招标产品、非中选产品或中选部件的附件（如覆盖螺丝、中央螺丝等）产品之一"]
["ac82cfe0-4b09-11eb-bb5e-fa163e311f19","0c0499a6-7ee5-11ea-80a3-fa163e0a8baf","国械注准20193170720","种植体系统","百齿泰（厦门）医疗科技有限公司","百齿泰（厦门）医疗科技有限公司","36e5e47ea11411eca4e190e2ba8d9d30","种植体系统-基台","（直型基台）φ7.5×1.5mm","IH Ⅸ型","TC4钛合金","C0702021380100111802","C07020213801001118020000619",null,"申报企业自主确认为非招标产品、非中选产品或中选部件的附件（如覆盖螺丝、中央螺丝等）产品之一"]
["ac82d6a1-4b09-11eb-bb5e-fa163e311f19","0c0499a6-7ee5-11ea-80a3-fa163e0a8baf","国械注准20193170720","种植体系统","百齿泰（厦门）医疗科技有限公司","百齿泰（厦门）医疗科技有限公司","36e5e47ea11411eca4e190e2ba8d9d30","种植体系统-基台","（直型基台）φ5.3×2.5mm","IH Ⅸ型","TC4钛合金","C0702021380100111802","C07020213801001118020000623",null,"申报企业自主确认为非招标产品、非中选产品或中选部件的附件（如覆盖螺丝、中央螺丝等）产品之一"]
["ac82d806-4b09-11eb-bb5e-fa163e311f19","0c0499a6-7ee5-11ea-80a3-fa163e0a8baf","国械注准20193170720","种植体系统","百齿泰（厦门）医疗科技有限公司","百齿泰（厦门）医疗科技有限公司","36e5e47ea11411eca4e190e2ba8d9d30","种植体系统-基台","（直型基台）φ6.0×2.0mm","IH Ⅸ型","TC4钛合金","C0702021380100111802","C07020213801001118020000624",null,"申报企业自主确认为非招标产品、非中选产品或中选部件的附件（如覆盖螺丝、中央螺丝等）产品之一"]
["ac82dfba-4b09-11eb-bb5e-fa163e311f19","0c0499a6-7ee5-11ea-80a3-fa163e0a8baf","国械注准20193170720","种植体系统","百齿泰（厦门）医疗科技有限公司","百齿泰（厦门）医疗科技有限公司","36e5e47ea11411eca4e190e2ba8d9d30","种植体系统-基台","（直型基台）φ4.4×0.5mm","IH Ⅸ型","TC4钛合金","C0702021380100111802","C07020213801001118020000627",null,"申报企业自主确认为非招标产品、非中选产品或中选部件的附件（如覆盖螺丝、中央螺丝等）产品之一"]
["ac82e16e-4b09-11eb-bb5e-fa163e311f19","0c0499a6-7ee5-11ea-80a3-fa163e0a8baf","国械注准20193170720","种植体系统","百齿泰（厦门）医疗科技有限公司","百齿泰（厦门）医疗科技有限公司","36e5e47ea11411eca4e190e2ba8d9d30","种植体系统-基台","（直型基台）φ5.5×2.0mm","IH Ⅸ型","TC4钛合金","C0702021380100111802","C07020213801001118020000628",null,"申报企业自主确认为非招标产品、非中选产品或中选部件的附件（如覆盖螺丝、中央螺丝等）产品之一"]
["ac82e5c0-4b09-11eb-bb5e-fa163e311f19","0c0499a6-7ee5-11ea-80a3-fa163e0a8baf","国械注准20193170720","种植体系统","百齿泰（厦门）医疗科技有限公司","百齿泰（厦门）医疗科技有限公司","36e5e47ea11411eca4e190e2ba8d9d30","种植体系统-基台","（直型基台）φ4.1×0.5mm","IH Ⅸ型","TC4钛合金","C0702021380100111802","C07020213801001118020000631",null,"申报企业自主确认为非招标产品、非中选产品或中选部件的附件（如覆盖螺丝、中央螺丝等）产品之一"]
["ac82e862-4b09-11eb-bb5e-fa163e311f19","0c0499a6-7ee5-11ea-80a3-fa163e0a8baf","国械注准20193170720","种植体系统","百齿泰（厦门）医疗科技有限公司","百齿泰（厦门）医疗科技有限公司","36e5e47ea11411eca4e190e2ba8d9d30","种植体系统-基台","（直型基台）φ7.0×0.5mm","IH Ⅸ型","TC4钛合金","C0702021380100111802","C07020213801001118020000633",null,"申报企业自主确认为非招标产品、非中选产品或中选部件的附件（如覆盖螺丝、中央螺丝等）产品之一"]
["ac82ecc1-4b09-11eb-bb5e-fa163e311f19","0c0499a6-7ee5-11ea-80a3-fa163e0a8baf","国械注准20193170720","种植体系统","百齿泰（厦门）医疗科技有限公司","百齿泰（厦门）医疗科技有限公司","36e5e47ea11411eca4e190e2ba8d9d30","种植体系统-基台","（直型基台）φ5.8×4.5mm","IH Ⅸ型","TC4钛合金","C0702021380100111802","C07020213801001118020000636",null,"申报企业自主确认为非招标产品、非中选产品或中选部件的附件（如覆盖螺丝、中央螺丝等）产品之一"]
["ac82ee2c-4b09-11eb-bb5e-fa163e311f19","0c0499a6-7ee5-11ea-80a3-fa163e0a8baf","国械注准20193170720","种植体系统","百齿泰（厦门）医疗科技有限公司","百齿泰（厦门）医疗科技有限公司","36e5e47ea11411eca4e190e2ba8d9d30","种植体系统-基台","（直型基台）φ6.0×3.0mm","IH Ⅸ型","TC4钛合金","C0702021380100111802","C07020213801001118020000637",null,"申报企业自主确认为非招标产品、非中选产品或中选部件的附件（如覆盖螺丝、中央螺丝等）产品之一"]
["ac82f22b-4b09-11eb-bb5e-fa163e311f19","0c0499a6-7ee5-11ea-80a3-fa163e0a8baf","国械注准20193170720","种植体系统","百齿泰（厦门）医疗科技有限公司","百齿泰（厦门）医疗科技有限公司","36e5e47ea11411eca4e190e2ba8d9d30","种植体系统-基台","（直型基台）φ5.5×3.5mm","IH Ⅸ型","TC4钛合金","C0702021380100111802","C07020213801001118020000640",null,"申报企业自主确认为非招标产品、非中选产品或中选部件的附件（如覆盖螺丝、中央螺丝等）产品之一"]
["ac82f3c0-4b09-11eb-bb5e-fa163e311f19","0c0499a6-7ee5-11ea-80a3-fa163e0a8baf","国械注准20193170720","种植体系统","百齿泰（厦门）医疗科技有限公司","百齿泰（厦门）医疗科技有限公司","36e5e47ea11411eca4e190e2ba8d9d30","种植体系统-基台","（直型基台）φ5.0×5.0mm","IH Ⅸ型","TC4钛合金","C0702021380100111802","C07020213801001118020000641",null,"申报企业自主确认为非招标产品、非中选产品或中选部件的附件（如覆盖螺丝、中央螺丝等）产品之一"]
["ac82f685-4b09-11eb-bb5e-fa163e311f19","0c0499a6-7ee5-11ea-80a3-fa163e0a8baf","国械注准20193170720","种植体系统","百齿泰（厦门）医疗科技有限公司","百齿泰（厦门）医疗科技有限公司","36e5e47ea11411eca4e190e2ba8d9d30","种植体系统-基台","（直型基台）φ8.0×3.5mm","IH Ⅸ型","TC4钛合金","C0702021380100111802","C07020213801001118020000643",null,"申报企业自主确认为非招标产品、非中选产品或中选部件的附件（如覆盖螺丝、中央螺丝等）产品之一"]
["ac82fa9c-4b09-11eb-bb5e-fa163e311f19","0c0499a6-7ee5-11ea-80a3-fa163e0a8baf","国械注准20193170720","种植体系统","百齿泰（厦门）医疗科技有限公司","百齿泰（厦门）医疗科技有限公司","36e5e47ea11411eca4e190e2ba8d9d30","种植体系统-基台","（直型基台）φ7.0×1.5mm","IH Ⅸ型","TC4钛合金","C0702021380100111802","C07020213801001118020000646",null,"申报企业自主确认为非招标产品、非中选产品或中选部件的附件（如覆盖螺丝、中央螺丝等）产品之一"]
["ac82fec6-4b09-11eb-bb5e-fa163e311f19","0c0499a6-7ee5-11ea-80a3-fa163e0a8baf","国械注准20193170720","种植体系统","百齿泰（厦门）医疗科技有限公司","百齿泰（厦门）医疗科技有限公司","36e5e47ea11411eca4e190e2ba8d9d30","种植体系统-基台","（直型基台）φ4.6×1.5mm","IH Ⅸ型","TC4钛合金","C0702021380100111802","C07020213801001118020000649",null,"申报企业自主确认为非招标产品、非中选产品或中选部件的附件（如覆盖螺丝、中央螺丝等）产品之一"]
["ac83001d-4b09-11eb-bb5e-fa163e311f19","0c0499a6-7ee5-11ea-80a3-fa163e0a8baf","国械注准20193170720","种植体系统","百齿泰（厦门）医疗科技有限公司","百齿泰（厦门）医疗科技有限公司","36e5e47ea11411eca4e190e2ba8d9d30","种植体系统-基台","（直型基台）φ3.7×1.5mm","IH Ⅸ型","TC4钛合金","C0702021380100111802","C07020213801001118020000650",null,"申报企业自主确认为非招标产品、非中选产品或中选部件的附件（如覆盖螺丝、中央螺丝等）产品之一"]
["aefdb5cb-8395-11ea-8bcf-fa163e0a8baf","0c0499a6-7ee5-11ea-80a3-fa163e0a8baf","国械注准20193170720","种植体系统","百齿泰（厦门）医疗科技有限公司","百齿泰（厦门）医疗科技有限公司","36e5e47ea11411eca4e190e2ba8d9d30","种植体系统-基台","（直型基台）Φ4.6×2.0mm，灭菌包装","IH Ⅶ型","TC4钛合金","C0702021380100111802","C07020213801001118020000109",null,"申报企业自主确认为非招标产品、非中选产品或中选部件的附件（如覆盖螺丝、中央螺丝等）产品之一"]
["aefddf2d-8395-11ea-8bcf-fa163e0a8baf","0c0499a6-7ee5-11ea-80a3-fa163e0a8baf","国械注准20193170720","种植体系统","百齿泰（厦门）医疗科技有限公司","百齿泰（厦门）医疗科技有限公司","36e5e47ea11411eca4e190e2ba8d9d30","种植体系统-基台","（直型基台）Φ6.0×0.5mm，灭菌包装","IH Ⅶ型","TC4钛合金","C0702021380100111802","C07020213801001118020000119",null,"申报企业自主确认为非招标产品、非中选产品或中选部件的附件（如覆盖螺丝、中央螺丝等）产品之一"]
["aefe140a-8395-11ea-8bcf-fa163e0a8baf","0c0499a6-7ee5-11ea-80a3-fa163e0a8baf","国械注准20193170720","种植体系统","百齿泰（厦门）医疗科技有限公司","百齿泰（厦门）医疗科技有限公司","36e5e47ea11411eca4e190e2ba8d9d30","种植体系统-基台","（直型基台）Φ4.1×1.5mm，灭菌包装","IH Ⅶ型","TC4钛合金","C0702021380100111802","C07020213801001118020000100",null,"申报企业自主确认为非招标产品、非中选产品或中选部件的附件（如覆盖螺丝、中央螺丝等）产品之一"]
["aefe1689-8395-11ea-8bcf-fa163e0a8baf","0c0499a6-7ee5-11ea-80a3-fa163e0a8baf","国械注准20193170720","种植体系统","百齿泰（厦门）医疗科技有限公司","百齿泰（厦门）医疗科技有限公司","36e5e47ea11411eca4e190e2ba8d9d30","种植体系统-基台","（直型基台）Φ4.6×3.0mm，灭菌包装","IH Ⅶ型","TC4钛合金","C0702021380100111802","C07020213801001118020000111",null,"申报企业自主确认为非招标产品、非中选产品或中选部件的附件（如覆盖螺丝、中央螺丝等）产品之一"]
["aefe1ec1-8395-11ea-8bcf-fa163e0a8baf","0c0499a6-7ee5-11ea-80a3-fa163e0a8baf","国械注准20193170720","种植体系统","百齿泰（厦门）医疗科技有限公司","百齿泰（厦门）医疗科技有限公司","36e5e47ea11411eca4e190e2ba8d9d30","种植体系统-基台","（直型基台）Φ3.9×2.5mm，灭菌包装","IH Ⅶ型","TC4钛合金","C0702021380100111802","C07020213801001118020000098",null,"申报企业自主确认为非招标产品、非中选产品或中选部件的附件（如覆盖螺丝、中央螺丝等）产品之一"]
["aefe212d-8395-11ea-8bcf-fa163e0a8baf","0c0499a6-7ee5-11ea-80a3-fa163e0a8baf","国械注准20193170720","种植体系统","百齿泰（厦门）医疗科技有限公司","百齿泰（厦门）医疗科技有限公司","36e5e47ea11411eca4e190e2ba8d9d30","种植体系统-基台","（直型基台）Φ5.5×0.5mm，灭菌包装","IH Ⅶ型","TC4钛合金","C0702021380100111802","C07020213801001118020000117",null,"申报企业自主确认为非招标产品、非中选产品或中选部件的附件（如覆盖螺丝、中央螺丝等）产品之一"]
["aefe283c-8395-11ea-8bcf-fa163e0a8baf","0c0499a6-7ee5-11ea-80a3-fa163e0a8baf","国械注准20193170720","种植体系统","百齿泰（厦门）医疗科技有限公司","百齿泰（厦门）医疗科技有限公司","36e5e47ea11411eca4e190e2ba8d9d30","种植体系统-基台","（直型基台）Φ4.8×1.5mm，灭菌包装","IH Ⅶ型","TC4钛合金","C0702021380100111802","C07020213801001118020000113",null,"申报企业自主确认为非招标产品、非中选产品或中选部件的附件（如覆盖螺丝、中央螺丝等）产品之一"]
["aefe2cd7-8395-11ea-8bcf-fa163e0a8baf","0c0499a6-7ee5-11ea-80a3-fa163e0a8baf","国械注准20193170720","种植体系统","百齿泰（厦门）医疗科技有限公司","百齿泰（厦门）医疗科技有限公司","36e5e47ea11411eca4e190e2ba8d9d30","种植体系统-基台","（直型基台）Φ4.4×2.0mm，灭菌包装","IH Ⅶ型","TC4钛合金","C0702021380100111802","C07020213801001118020000105",null,"申报企业自主确认为非招标产品、非中选产品或中选部件的附件（如覆盖螺丝、中央螺丝等）产品之一"]
["aefe340c-8395-11ea-8bcf-fa163e0a8baf","0c0499a6-7ee5-11ea-80a3-fa163e0a8baf","国械注准20193170720","种植体系统","百齿泰（厦门）医疗科技有限公司","百齿泰（厦门）医疗科技有限公司","36e5e47ea11411eca4e190e2ba8d9d30","种植体系统-基台","（直型基台）Φ4.6×1.5mm，灭菌包装","IH Ⅶ型","TC4钛合金","C0702021380100111802","C07020213801001118020000108",null,"申报企业自主确认为非招标产品、非中选产品或中选部件的附件（如覆盖螺丝、中央螺丝等）产品之一"]
["aefe3664-8395-11ea-8bcf-fa163e0a8baf","0c0499a6-7ee5-11ea-80a3-fa163e0a8baf","国械注准20193170720","种植体系统","百齿泰（厦门）医疗科技有限公司","百齿泰（厦门）医疗科技有限公司","36e5e47ea11411eca4e190e2ba8d9d30","种植体系统-基台","（直型基台）Φ5.0×0.5mm，灭菌包装","IH Ⅶ型","TC4钛合金","C0702021380100111802","C07020213801001118020000114",null,"申报企业自主确认为非招标产品、非中选产品或中选部件的附件（如覆盖螺丝、中央螺丝等）产品之一"]
["aefe3d66-8395-11ea-8bcf-fa163e0a8baf","0c0499a6-7ee5-11ea-80a3-fa163e0a8baf","国械注准20193170720","种植体系统","百齿泰（厦门）医疗科技有限公司","百齿泰（厦门）医疗科技有限公司","36e5e47ea11411eca4e190e2ba8d9d30","种植体系统-基台","（直型基台）Φ4.1×3.0mm，灭菌包装","IH Ⅶ型","TC4钛合金","C0702021380100111802","C07020213801001118020000103",null,"申报企业自主确认为非招标产品、非中选产品或中选部件的附件（如覆盖螺丝、中央螺丝等）产品之一"]
["aefe3fc5-8395-11ea-8bcf-fa163e0a8baf","0c0499a6-7ee5-11ea-80a3-fa163e0a8baf","国械注准20193170720","种植体系统","百齿泰（厦门）医疗科技有限公司","百齿泰（厦门）医疗科技有限公司","36e5e47ea11411eca4e190e2ba8d9d30","种植体系统-基台","（直型基台）Φ3.9×1.5mm，灭菌包装","IH Ⅶ型","TC4钛合金","C0702021380100111802","C07020213801001118020000096",null,"申报企业自主确认为非招标产品、非中选产品或中选部件的附件（如覆盖螺丝、中央螺丝等）产品之一"]
["bda33171-c7a4-11ec-a4e1-90e2ba8d9d30","0c0499a6-7ee5-11ea-80a3-fa163e0a8baf","国械注准20193170720","种植体系统","百齿泰（厦门）医疗科技有限公司","百齿泰（厦门）医疗科技有限公司","36e5e47ea11411eca4e190e2ba8d9d30","种植体系统-基台","（角度型基台）φ4.6×1.0mm，灭菌包装","IH 30°型","TC4钛合金","C0702021380100111802","C07020213801001118020000728",null,"申报企业自主确认为非招标产品、非中选产品或中选部件的附件（如覆盖螺丝、中央螺丝等）产品之一"]
["bda3c8fa-c7a4-11ec-a4e1-90e2ba8d9d30","0c0499a6-7ee5-11ea-80a3-fa163e0a8baf","国械注准20193170720","种植体系统","百齿泰（厦门）医疗科技有限公司","百齿泰（厦门）医疗科技有限公司","36e5e47ea11411eca4e190e2ba8d9d30","种植体系统-基台","（角度型基台）φ5.5×1.5mm，灭菌包装","IH 15°型","TC4钛合金","C0702021380100111802","C07020213801001118020000731",null,"申报企业自主确认为非招标产品、非中选产品或中选部件的附件（如覆盖螺丝、中央螺丝等）产品之一"]
["bda42e6b-c7a4-11ec-a4e1-90e2ba8d9d30","0c0499a6-7ee5-11ea-80a3-fa163e0a8baf","国械注准20193170720","种植体系统","百齿泰（厦门）医疗科技有限公司","百齿泰（厦门）医疗科技有限公司","36e5e47ea11411eca4e190e2ba8d9d30","种植体系统-基台","（角度型基台）φ5.5×3.0mm，灭菌包装","IH 15°型","TC4钛合金","C0702021380100111802","C07020213801001118020000734",null,"申报企业自主确认为非招标产品、非中选产品或中选部件的附件（如覆盖螺丝、中央螺丝等）产品之一"]
["bda43a0c-c7a4-11ec-a4e1-90e2ba8d9d30","0c0499a6-7ee5-11ea-80a3-fa163e0a8baf","国械注准20193170720","种植体系统","百齿泰（厦门）医疗科技有限公司","百齿泰（厦门）医疗科技有限公司","36e5e47ea11411eca4e190e2ba8d9d30","种植体系统-基台","（角度型基台）φ3.3×3.5mm，灭菌包装","IH 30°型","TC4钛合金","C0702021380100111802","C07020213801001118020000735",null,"申报企业自主确认为非招标产品、非中选产品或中选部件的附件（如覆盖螺丝、中央螺丝等）产品之一"]
["c2a92193-4b09-11eb-bb5e-fa163e311f19","0c0499a6-7ee5-11ea-80a3-fa163e0a8baf","国械注准20193170720","种植体系统","百齿泰（厦门）医疗科技有限公司","百齿泰（厦门）医疗科技有限公司","36e5e47ea11411eca4e190e2ba8d9d30","种植体系统-基台","（角度型基台）Φ4.6×1.0mm，灭菌包装","IH 15°型","TC4钛合金","C0702021380100111802","C07020213801001118020000747",null,"申报企业自主确认为非招标产品、非中选产品或中选部件的附件（如覆盖螺丝、中央螺丝等）产品之一"]
["c2a926c7-4b09-11eb-bb5e-fa163e311f19","0c0499a6-7ee5-11ea-80a3-fa163e0a8baf","国械注准20193170720","种植体系统","百齿泰（厦门）医疗科技有限公司","百齿泰（厦门）医疗科技有限公司","36e5e47ea11411eca4e190e2ba8d9d30","种植体系统-基台","（角度型基台）Φ4.4×2.0mm，灭菌包装","IH 15°型","TC4钛合金","C0702021380100111802","C07020213801001118020000750",null,"申报企业自主确认为非招标产品、非中选产品或中选部件的附件（如覆盖螺丝、中央螺丝等）产品之一"]
["d48c39f2-8383-11ea-8bcf-fa163e0a8baf","0c0499a6-7ee5-11ea-80a3-fa163e0a8baf","国械注准20193170720","种植体系统","百齿泰（厦门）医疗科技有限公司","百齿泰（厦门）医疗科技有限公司","36e5e47ea11411eca4e190e2ba8d9d30","种植体系统-基台","（角度型基台）Φ5.3×2.5mm，灭菌包装","IH 17°型","TC4钛合金","C0702021380100111802","C07020213801001118020000752",null,"申报企业自主确认为非招标产品、非中选产品或中选部件的附件（如覆盖螺丝、中央螺丝等）产品之一"]
["d491e334-8383-11ea-8bcf-fa163e0a8baf","0c0499a6-7ee5-11ea-80a3-fa163e0a8baf","国械注准20193170720","种植体系统","百齿泰（厦门）医疗科技有限公司","百齿泰（厦门）医疗科技有限公司","36e5e47ea11411eca4e190e2ba8d9d30","种植体系统-基台","（角度型基台）Φ4.8×4.5mm，灭菌包装","IH 17°型","TC4钛合金","C0702021380100111802","C07020213801001118020000753",null,"申报企业自主确认为非招标产品、非中选产品或中选部件的附件（如覆盖螺丝、中央螺丝等）产品之一"]
["d4922a80-8383-11ea-8bcf-fa163e0a8baf","0c0499a6-7ee5-11ea-80a3-fa163e0a8baf","国械注准20193170720","种植体系统","百齿泰（厦门）医疗科技有限公司","百齿泰（厦门）医疗科技有限公司","36e5e47ea11411eca4e190e2ba8d9d30","种植体系统-基台","（角度型基台）Φ5.0×2.5mm，灭菌包装","IH 17°型","TC4钛合金","C0702021380100111802","C07020213801001118020000756",null,"申报企业自主确认为非招标产品、非中选产品或中选部件的附件（如覆盖螺丝、中央螺丝等）产品之一"]
["d4922c35-8383-11ea-8bcf-fa163e0a8baf","0c0499a6-7ee5-11ea-80a3-fa163e0a8baf","国械注准20193170720","种植体系统","百齿泰（厦门）医疗科技有限公司","百齿泰（厦门）医疗科技有限公司","36e5e47ea11411eca4e190e2ba8d9d30","种植体系统-基台","（角度型基台）Φ5.3×4.5mm，灭菌包装","IH 17°型","TC4钛合金","C0702021380100111802","C07020213801001118020000757",null,"申报企业自主确认为非招标产品、非中选产品或中选部件的附件（如覆盖螺丝、中央螺丝等）产品之一"]
["d5bcd43b-4b09-11eb-bb5e-fa163e311f19","0c0499a6-7ee5-11ea-80a3-fa163e0a8baf","国械注准20193170720","种植体系统","百齿泰（厦门）医疗科技有限公司","百齿泰（厦门）医疗科技有限公司","36e5e47ea11411eca4e190e2ba8d9d30","种植体系统-基台","（角度型基台）Φ4.6×4.5mm，灭菌包装","IH 17°型","TC4钛合金","C0702021380100111802","C07020213801001118020000760",null,"申报企业自主确认为非招标产品、非中选产品或中选部件的附件（如覆盖螺丝、中央螺丝等）产品之一"]
["d5bd244b-4b09-11eb-bb5e-fa163e311f19","0c0499a6-7ee5-11ea-80a3-fa163e0a8baf","国械注准20193170720","种植体系统","百齿泰（厦门）医疗科技有限公司","百齿泰（厦门）医疗科技有限公司","36e5e47ea11411eca4e190e2ba8d9d30","种植体系统-基台","（角度型基台）Φ4.6×3.0mm，灭菌包装","IH 17°型","TC4钛合金","C0702021380100111802","C07020213801001118020000762",null,"申报企业自主确认为非招标产品、非中选产品或中选部件的附件（如覆盖螺丝、中央螺丝等）产品之一"]
["d5bd2a40-4b09-11eb-bb5e-fa163e311f19","0c0499a6-7ee5-11ea-80a3-fa163e0a8baf","国械注准20193170720","种植体系统","百齿泰（厦门）医疗科技有限公司","百齿泰（厦门）医疗科技有限公司","36e5e47ea11411eca4e190e2ba8d9d30","种植体系统-基台","（角度型基台）Φ5.0×3.0mm，灭菌包装","IH 17°型","TC4钛合金","C0702021380100111802","C07020213801001118020000765",null,"申报企业自主确认为非招标产品、非中选产品或中选部件的附件（如覆盖螺丝、中央螺丝等）产品之一"]
["d5bd2bfc-4b09-11eb-bb5e-fa163e311f19","0c0499a6-7ee5-11ea-80a3-fa163e0a8baf","国械注准20193170720","种植体系统","百齿泰（厦门）医疗科技有限公司","百齿泰（厦门）医疗科技有限公司","36e5e47ea11411eca4e190e2ba8d9d30","种植体系统-基台","（角度型基台）Φ4.8×2.0mm，灭菌包装","IH 17°型","TC4钛合金","C0702021380100111802","C07020213801001118020000766",null,"申报企业自主确认为非招标产品、非中选产品或中选部件的附件（如覆盖螺丝、中央螺丝等）产品之一"]
["d5bd311a-4b09-11eb-bb5e-fa163e311f19","0c0499a6-7ee5-11ea-80a3-fa163e0a8baf","国械注准20193170720","种植体系统","百齿泰（厦门）医疗科技有限公司","百齿泰（厦门）医疗科技有限公司","36e5e47ea11411eca4e190e2ba8d9d30","种植体系统-基台","（角度型基台）Φ4.8×3.0mm，灭菌包装","IH 17°型","TC4钛合金","C0702021380100111802","C07020213801001118020000769",null,"申报企业自主确认为非招标产品、非中选产品或中选部件的附件（如覆盖螺丝、中央螺丝等）产品之一"]
["d5bd32c5-4b09-11eb-bb5e-fa163e311f19","0c0499a6-7ee5-11ea-80a3-fa163e0a8baf","国械注准20193170720","种植体系统","百齿泰（厦门）医疗科技有限公司","百齿泰（厦门）医疗科技有限公司","36e5e47ea11411eca4e190e2ba8d9d30","种植体系统-基台","（角度型基台）Φ4.6×2.5mm，灭菌包装","IH 17°型","TC4钛合金","C0702021380100111802","C07020213801001118020000770",null,"申报企业自主确认为非招标产品、非中选产品或中选部件的附件（如覆盖螺丝、中央螺丝等）产品之一"]
["d5bd3956-4b09-11eb-bb5e-fa163e311f19","0c0499a6-7ee5-11ea-80a3-fa163e0a8baf","国械注准20193170720","种植体系统","百齿泰（厦门）医疗科技有限公司","百齿泰（厦门）医疗科技有限公司","36e5e47ea11411eca4e190e2ba8d9d30","种植体系统-基台","（角度型基台）Φ4.6×4.0mm，灭菌包装","IH 17°型","TC4钛合金","C0702021380100111802","C07020213801001118020000774",null,"申报企业自主确认为非招标产品、非中选产品或中选部件的附件（如覆盖螺丝、中央螺丝等）产品之一"]
["e5c71867-8397-11ea-8bcf-fa163e0a8baf","0c0499a6-7ee5-11ea-80a3-fa163e0a8baf","国械注准20193170720","种植体系统","百齿泰（厦门）医疗科技有限公司","百齿泰（厦门）医疗科技有限公司","36e5e47ea11411eca4e190e2ba8d9d30","种植体系统-基台","（直型基台）Φ6.0×1.5mm，灭菌包装","IH Ⅹ型","TC4钛合金","C0702021380100111802","C07020213801001118020000159",null,"申报企业自主确认为非招标产品、非中选产品或中选部件的附件（如覆盖螺丝、中央螺丝等）产品之一"]
["e5c840d5-8397-11ea-8bcf-fa163e0a8baf","0c0499a6-7ee5-11ea-80a3-fa163e0a8baf","国械注准20193170720","种植体系统","百齿泰（厦门）医疗科技有限公司","百齿泰（厦门）医疗科技有限公司","36e5e47ea11411eca4e190e2ba8d9d30","种植体系统-基台","（直型基台）Φ5.5×2.5mm，灭菌包装","IH Ⅹ型","TC4钛合金","C0702021380100111802","C07020213801001118020000155",null,"申报企业自主确认为非招标产品、非中选产品或中选部件的附件（如覆盖螺丝、中央螺丝等）产品之一"]
["e5c842be-8397-11ea-8bcf-fa163e0a8baf","0c0499a6-7ee5-11ea-80a3-fa163e0a8baf","国械注准20193170720","种植体系统","百齿泰（厦门）医疗科技有限公司","百齿泰（厦门）医疗科技有限公司","36e5e47ea11411eca4e190e2ba8d9d30","种植体系统-基台","（直型基台）Φ5.5×2.0mm，灭菌包装","IH Ⅹ型","TC4钛合金","C0702021380100111802","C07020213801001118020000154",null,"申报企业自主确认为非招标产品、非中选产品或中选部件的附件（如覆盖螺丝、中央螺丝等）产品之一"]
["e5c84793-8397-11ea-8bcf-fa163e0a8baf","0c0499a6-7ee5-11ea-80a3-fa163e0a8baf","国械注准20193170720","种植体系统","百齿泰（厦门）医疗科技有限公司","百齿泰（厦门）医疗科技有限公司","36e5e47ea11411eca4e190e2ba8d9d30","种植体系统-基台","（直型基台）Φ5.5×1.5mm，灭菌包装","IH Ⅹ型","TC4钛合金","C0702021380100111802","C07020213801001118020000153",null,"申报企业自主确认为非招标产品、非中选产品或中选部件的附件（如覆盖螺丝、中央螺丝等）产品之一"]
["e5c84c5a-8397-11ea-8bcf-fa163e0a8baf","0c0499a6-7ee5-11ea-80a3-fa163e0a8baf","国械注准20193170720","种植体系统","百齿泰（厦门）医疗科技有限公司","百齿泰（厦门）医疗科技有限公司","36e5e47ea11411eca4e190e2ba8d9d30","种植体系统-基台","（直型基台）Φ5.0×1.5mm，灭菌包装","IH Ⅹ型","TC4钛合金","C0702021380100111802","C07020213801001118020000147",null,"申报企业自主确认为非招标产品、非中选产品或中选部件的附件（如覆盖螺丝、中央螺丝等）产品之一"]
["e5c85146-8397-11ea-8bcf-fa163e0a8baf","0c0499a6-7ee5-11ea-80a3-fa163e0a8baf","国械注准20193170720","种植体系统","百齿泰（厦门）医疗科技有限公司","百齿泰（厦门）医疗科技有限公司","36e5e47ea11411eca4e190e2ba8d9d30","种植体系统-基台","（直型基台）Φ4.8×2.0mm，灭菌包装","IH Ⅹ型","TC4钛合金","C0702021380100111802","C07020213801001118020000145",null,"申报企业自主确认为非招标产品、非中选产品或中选部件的附件（如覆盖螺丝、中央螺丝等）产品之一"]
["e5c852ca-8397-11ea-8bcf-fa163e0a8baf","0c0499a6-7ee5-11ea-80a3-fa163e0a8baf","国械注准20193170720","种植体系统","百齿泰（厦门）医疗科技有限公司","百齿泰（厦门）医疗科技有限公司","36e5e47ea11411eca4e190e2ba8d9d30","种植体系统-基台","（直型基台）Φ6.0×2.5mm，灭菌包装","IH Ⅹ型","TC4钛合金","C0702021380100111802","C07020213801001118020000161",null,"申报企业自主确认为非招标产品、非中选产品或中选部件的附件（如覆盖螺丝、中央螺丝等）产品之一"]
["e5c85ae1-8397-11ea-8bcf-fa163e0a8baf","0c0499a6-7ee5-11ea-80a3-fa163e0a8baf","国械注准20193170720","种植体系统","百齿泰（厦门）医疗科技有限公司","百齿泰（厦门）医疗科技有限公司","36e5e47ea11411eca4e190e2ba8d9d30","种植体系统-基台","（直型基台）Φ5.0×2.5mm，灭菌包装","IH Ⅹ型","TC4钛合金","C0702021380100111802","C07020213801001118020000149",null,"申报企业自主确认为非招标产品、非中选产品或中选部件的附件（如覆盖螺丝、中央螺丝等）产品之一"]
["e5c85c92-8397-11ea-8bcf-fa163e0a8baf","0c0499a6-7ee5-11ea-80a3-fa163e0a8baf","国械注准20193170720","种植体系统","百齿泰（厦门）医疗科技有限公司","百齿泰（厦门）医疗科技有限公司","36e5e47ea11411eca4e190e2ba8d9d30","种植体系统-基台","（直型基台）Φ5.8×2.5mm，灭菌包装","IH Ⅹ型","TC4钛合金","C0702021380100111802","C07020213801001118020000158",null,"申报企业自主确认为非招标产品、非中选产品或中选部件的附件（如覆盖螺丝、中央螺丝等）产品之一"]
["e6fb9c72-4b09-11eb-bb5e-fa163e311f19","0c0499a6-7ee5-11ea-80a3-fa163e0a8baf","国械注准20193170720","种植体系统","百齿泰（厦门）医疗科技有限公司","百齿泰（厦门）医疗科技有限公司","36e5e47ea11411eca4e190e2ba8d9d30","种植体系统-基台","（角度型基台）φ5.5×4.0mm，灭菌包装","IH 30°型","TC4钛合金","C0702021380100111802","C07020213801001118020000778",null,"申报企业自主确认为非招标产品、非中选产品或中选部件的附件（如覆盖螺丝、中央螺丝等）产品之一"]
["e6fb9e49-4b09-11eb-bb5e-fa163e311f19","0c0499a6-7ee5-11ea-80a3-fa163e0a8baf","国械注准20193170720","种植体系统","百齿泰（厦门）医疗科技有限公司","百齿泰（厦门）医疗科技有限公司","36e5e47ea11411eca4e190e2ba8d9d30","种植体系统-基台","（角度型基台）φ4.4×5.0mm，灭菌包装","IH 30°型","TC4钛合金","C0702021380100111802","C07020213801001118020000779",null,"申报企业自主确认为非招标产品、非中选产品或中选部件的附件（如覆盖螺丝、中央螺丝等）产品之一"]
["e6fba3be-4b09-11eb-bb5e-fa163e311f19","0c0499a6-7ee5-11ea-80a3-fa163e0a8baf","国械注准20193170720","种植体系统","百齿泰（厦门）医疗科技有限公司","百齿泰（厦门）医疗科技有限公司","36e5e47ea11411eca4e190e2ba8d9d30","种植体系统-基台","（角度型基台）φ4.6×3.0mm，灭菌包装","IH 30°型","TC4钛合金","C0702021380100111802","C07020213801001118020000782",null,"申报企业自主确认为非招标产品、非中选产品或中选部件的附件（如覆盖螺丝、中央螺丝等）产品之一"]
["e6fba561-4b09-11eb-bb5e-fa163e311f19","0c0499a6-7ee5-11ea-80a3-fa163e0a8baf","国械注准20193170720","种植体系统","百齿泰（厦门）医疗科技有限公司","百齿泰（厦门）医疗科技有限公司","36e5e47ea11411eca4e190e2ba8d9d30","种植体系统-基台","（角度型基台）φ5.5×5.0mm，灭菌包装","IH 30°型","TC4钛合金","C0702021380100111802","C07020213801001118020000783",null,"申报企业自主确认为非招标产品、非中选产品或中选部件的附件（如覆盖螺丝、中央螺丝等）产品之一"]
["e6fbaa15-4b09-11eb-bb5e-fa163e311f19","0c0499a6-7ee5-11ea-80a3-fa163e0a8baf","国械注准20193170720","种植体系统","百齿泰（厦门）医疗科技有限公司","百齿泰（厦门）医疗科技有限公司","36e5e47ea11411eca4e190e2ba8d9d30","种植体系统-基台","（角度型基台）φ4.4×3.0mm，灭菌包装","IH 30°型","TC4钛合金","C0702021380100111802","C07020213801001118020000786",null,"申报企业自主确认为非招标产品、非中选产品或中选部件的附件（如覆盖螺丝、中央螺丝等）产品之一"]
["e6fbabba-4b09-11eb-bb5e-fa163e311f19","0c0499a6-7ee5-11ea-80a3-fa163e0a8baf","国械注准20193170720","种植体系统","百齿泰（厦门）医疗科技有限公司","百齿泰（厦门）医疗科技有限公司","36e5e47ea11411eca4e190e2ba8d9d30","种植体系统-基台","（角度型基台）φ5.5×3.5mm，灭菌包装","IH 30°型","TC4钛合金","C0702021380100111802","C07020213801001118020000787",null,"申报企业自主确认为非招标产品、非中选产品或中选部件的附件（如覆盖螺丝、中央螺丝等）产品之一"]
["e6fbe630-4b09-11eb-bb5e-fa163e311f19","0c0499a6-7ee5-11ea-80a3-fa163e0a8baf","国械注准20193170720","种植体系统","百齿泰（厦门）医疗科技有限公司","百齿泰（厦门）医疗科技有限公司","36e5e47ea11411eca4e190e2ba8d9d30","种植体系统-基台","（角度型基台）φ4.4×4.0mm，灭菌包装","IH 30°型","TC4钛合金","C0702021380100111802","C07020213801001118020000791",null,"申报企业自主确认为非招标产品、非中选产品或中选部件的附件（如覆盖螺丝、中央螺丝等）产品之一"]
["e6fbe81f-4b09-11eb-bb5e-fa163e311f19","0c0499a6-7ee5-11ea-80a3-fa163e0a8baf","国械注准20193170720","种植体系统","百齿泰（厦门）医疗科技有限公司","百齿泰（厦门）医疗科技有限公司","36e5e47ea11411eca4e190e2ba8d9d30","种植体系统-基台","（角度型基台）φ5.5×3.0mm，灭菌包装","IH 30°型","TC4钛合金","C0702021380100111802","C07020213801001118020000792",null,"申报企业自主确认为非招标产品、非中选产品或中选部件的附件（如覆盖螺丝、中央螺丝等）产品之一"]
["e6fbeee3-4b09-11eb-bb5e-fa163e311f19","0c0499a6-7ee5-11ea-80a3-fa163e0a8baf","国械注准20193170720","种植体系统","百齿泰（厦门）医疗科技有限公司","百齿泰（厦门）医疗科技有限公司","36e5e47ea11411eca4e190e2ba8d9d30","种植体系统-基台","（角度型基台）φ4.6×3.5mm，灭菌包装","IH 30°型","TC4钛合金","C0702021380100111802","C07020213801001118020000795",null,"申报企业自主确认为非招标产品、非中选产品或中选部件的附件（如覆盖螺丝、中央螺丝等）产品之一"]
["e6fbf0d4-4b09-11eb-bb5e-fa163e311f19","0c0499a6-7ee5-11ea-80a3-fa163e0a8baf","国械注准20193170720","种植体系统","百齿泰（厦门）医疗科技有限公司","百齿泰（厦门）医疗科技有限公司","36e5e47ea11411eca4e190e2ba8d9d30","种植体系统-基台","（角度型基台）φ4.8×5.0mm，灭菌包装","IH 30°型","TC4钛合金","C0702021380100111802","C07020213801001118020000796",null,"申报企业自主确认为非招标产品、非中选产品或中选部件的附件（如覆盖螺丝、中央螺丝等）产品之一"]
["e6fbf789-4b09-11eb-bb5e-fa163e311f19","0c0499a6-7ee5-11ea-80a3-fa163e0a8baf","国械注准20193170720","种植体系统","百齿泰（厦门）医疗科技有限公司","百齿泰（厦门）医疗科技有限公司","36e5e47ea11411eca4e190e2ba8d9d30","种植体系统-基台","（角度型基台）φ5.3×4.0mm，灭菌包装","IH 30°型","TC4钛合金","C0702021380100111802","C07020213801001118020000800",null,"申报企业自主确认为非招标产品、非中选产品或中选部件的附件（如覆盖螺丝、中央螺丝等）产品之一"]
["e6fbf910-4b09-11eb-bb5e-fa163e311f19","0c0499a6-7ee5-11ea-80a3-fa163e0a8baf","国械注准20193170720","种植体系统","百齿泰（厦门）医疗科技有限公司","百齿泰（厦门）医疗科技有限公司","36e5e47ea11411eca4e190e2ba8d9d30","种植体系统-基台","（角度型基台）φ4.8×4.0mm，灭菌包装","IH 30°型","TC4钛合金","C0702021380100111802","C07020213801001118020000801",null,"申报企业自主确认为非招标产品、非中选产品或中选部件的附件（如覆盖螺丝、中央螺丝等）产品之一"]
["e6fbfdaa-4b09-11eb-bb5e-fa163e311f19","0c0499a6-7ee5-11ea-80a3-fa163e0a8baf","国械注准20193170720","种植体系统","百齿泰（厦门）医疗科技有限公司","百齿泰（厦门）医疗科技有限公司","36e5e47ea11411eca4e190e2ba8d9d30","种植体系统-基台","（角度型基台）φ4.6×4.5mm，灭菌包装","IH 30°型","TC4钛合金","C0702021380100111802","C07020213801001118020000804",null,"申报企业自主确认为非招标产品、非中选产品或中选部件的附件（如覆盖螺丝、中央螺丝等）产品之一"]
["e6fbff37-4b09-11eb-bb5e-fa163e311f19","0c0499a6-7ee5-11ea-80a3-fa163e0a8baf","国械注准20193170720","种植体系统","百齿泰（厦门）医疗科技有限公司","百齿泰（厦门）医疗科技有限公司","36e5e47ea11411eca4e190e2ba8d9d30","种植体系统-基台","（角度型基台）φ5.0×2.5mm，灭菌包装","IH 30°型","TC4钛合金","C0702021380100111802","C07020213801001118020000805",null,"申报企业自主确认为非招标产品、非中选产品或中选部件的附件（如覆盖螺丝、中央螺丝等）产品之一"]
["e6fc0442-4b09-11eb-bb5e-fa163e311f19","0c0499a6-7ee5-11ea-80a3-fa163e0a8baf","国械注准20193170720","种植体系统","百齿泰（厦门）医疗科技有限公司","百齿泰（厦门）医疗科技有限公司","36e5e47ea11411eca4e190e2ba8d9d30","种植体系统-基台","（角度型基台）φ4.8×2.0mm，灭菌包装","IH 30°型","TC4钛合金","C0702021380100111802","C07020213801001118020000808",null,"申报企业自主确认为非招标产品、非中选产品或中选部件的附件（如覆盖螺丝、中央螺丝等）产品之一"]
["e6fc05d5-4b09-11eb-bb5e-fa163e311f19","0c0499a6-7ee5-11ea-80a3-fa163e0a8baf","国械注准20193170720","种植体系统","百齿泰（厦门）医疗科技有限公司","百齿泰（厦门）医疗科技有限公司","36e5e47ea11411eca4e190e2ba8d9d30","种植体系统-基台","（角度型基台）φ5.0×3.0mm，灭菌包装","IH 30°型","TC4钛合金","C0702021380100111802","C07020213801001118020000809",null,"申报企业自主确认为非招标产品、非中选产品或中选部件的附件（如覆盖螺丝、中央螺丝等）产品之一"]
["e6fc0c5a-4b09-11eb-bb5e-fa163e311f19","0c0499a6-7ee5-11ea-80a3-fa163e0a8baf","国械注准20193170720","种植体系统","百齿泰（厦门）医疗科技有限公司","百齿泰（厦门）医疗科技有限公司","36e5e47ea11411eca4e190e2ba8d9d30","种植体系统-基台","（角度型基台）φ5.0×2.0mm，灭菌包装","IH 30°型","TC4钛合金","C0702021380100111802","C07020213801001118020000813",null,"申报企业自主确认为非招标产品、非中选产品或中选部件的附件（如覆盖螺丝、中央螺丝等）产品之一"]
["e6fc0e0c-4b09-11eb-bb5e-fa163e311f19","0c0499a6-7ee5-11ea-80a3-fa163e0a8baf","国械注准20193170720","种植体系统","百齿泰（厦门）医疗科技有限公司","百齿泰（厦门）医疗科技有限公司","36e5e47ea11411eca4e190e2ba8d9d30","种植体系统-基台","（角度型基台）φ5.3×5.0mm，灭菌包装","IH 30°型","TC4钛合金","C0702021380100111802","C07020213801001118020000814",null,"申报企业自主确认为非招标产品、非中选产品或中选部件的附件（如覆盖螺丝、中央螺丝等）产品之一"]
["f1a3763c-838d-11ea-8bcf-fa163e0a8baf","0c0499a6-7ee5-11ea-80a3-fa163e0a8baf","国械注准20193170720","种植体系统","百齿泰（厦门）医疗科技有限公司","百齿泰（厦门）医疗科技有限公司","36e5e47ea11411eca4e190e2ba8d9d30","种植体系统-基台","（角度型基台）Φ5.3×3.5mm，灭菌包装","IH 30°型","TC4钛合金","C0702021380100111802","C07020213801001118020000826",null,"申报企业自主确认为非招标产品、非中选产品或中选部件的附件（如覆盖螺丝、中央螺丝等）产品之一"]
["f1a39be7-838d-11ea-8bcf-fa163e0a8baf","0c0499a6-7ee5-11ea-80a3-fa163e0a8baf","国械注准20193170720","种植体系统","百齿泰（厦门）医疗科技有限公司","百齿泰（厦门）医疗科技有限公司","36e5e47ea11411eca4e190e2ba8d9d30","种植体系统-基台","（角度型基台）Φ4.8×4.5mm，灭菌包装","IH 30°型","TC4钛合金","C0702021380100111802","C07020213801001118020000827",null,"申报企业自主确认为非招标产品、非中选产品或中选部件的附件（如覆盖螺丝、中央螺丝等）产品之一"]
["f1a3a3f5-838d-11ea-8bcf-fa163e0a8baf","0c0499a6-7ee5-11ea-80a3-fa163e0a8baf","国械注准20193170720","种植体系统","百齿泰（厦门）医疗科技有限公司","百齿泰（厦门）医疗科技有限公司","36e5e47ea11411eca4e190e2ba8d9d30","种植体系统-基台","（角度型基台）Φ5.0×3.5mm，灭菌包装","IH 30°型","TC4钛合金","C0702021380100111802","C07020213801001118020000831",null,"申报企业自主确认为非招标产品、非中选产品或中选部件的附件（如覆盖螺丝、中央螺丝等）产品之一"]
["f6ea0509-4b08-11eb-bb5e-fa163e311f19","0c0499a6-7ee5-11ea-80a3-fa163e0a8baf","国械注准20193170720","种植体系统","百齿泰（厦门）医疗科技有限公司","百齿泰（厦门）医疗科技有限公司","36e5e47ea11411eca4e190e2ba8d9d30","种植体系统-基台","（直型基台）Φ5.3×5.0mm，灭菌包装","IH Ⅰ型","TC4钛合金","C0702021380100111802","C07020213801001118020000653",null,"申报企业自主确认为非招标产品、非中选产品或中选部件的附件（如覆盖螺丝、中央螺丝等）产品之一"]
["f6ea3ea6-4b08-11eb-bb5e-fa163e311f19","0c0499a6-7ee5-11ea-80a3-fa163e0a8baf","国械注准20193170720","种植体系统","百齿泰（厦门）医疗科技有限公司","百齿泰（厦门）医疗科技有限公司","36e5e47ea11411eca4e190e2ba8d9d30","种植体系统-基台","（直型基台）Φ5.3×2.0mm，灭菌包装","IH Ⅰ型","TC4钛合金","C0702021380100111802","C07020213801001118020000656",null,"申报企业自主确认为非招标产品、非中选产品或中选部件的附件（如覆盖螺丝、中央螺丝等）产品之一"]
["f6ea406e-4b08-11eb-bb5e-fa163e311f19","0c0499a6-7ee5-11ea-80a3-fa163e0a8baf","国械注准20193170720","种植体系统","百齿泰（厦门）医疗科技有限公司","百齿泰（厦门）医疗科技有限公司","36e5e47ea11411eca4e190e2ba8d9d30","种植体系统-基台","（直型基台）Φ4.4×3.5mm，灭菌包装","IH Ⅰ型","TC4钛合金","C0702021380100111802","C07020213801001118020000657",null,"申报企业自主确认为非招标产品、非中选产品或中选部件的附件（如覆盖螺丝、中央螺丝等）产品之一"]
["f6ea4525-4b08-11eb-bb5e-fa163e311f19","0c0499a6-7ee5-11ea-80a3-fa163e0a8baf","国械注准20193170720","种植体系统","百齿泰（厦门）医疗科技有限公司","百齿泰（厦门）医疗科技有限公司","36e5e47ea11411eca4e190e2ba8d9d30","种植体系统-基台","（直型基台）Φ4.4×2.5mm，灭菌包装","IH Ⅰ型","TC4钛合金","C0702021380100111802","C07020213801001118020000660",null,"申报企业自主确认为非招标产品、非中选产品或中选部件的附件（如覆盖螺丝、中央螺丝等）产品之一"]
["f6ea4815-4b08-11eb-bb5e-fa163e311f19","0c0499a6-7ee5-11ea-80a3-fa163e0a8baf","国械注准20193170720","种植体系统","百齿泰（厦门）医疗科技有限公司","百齿泰（厦门）医疗科技有限公司","36e5e47ea11411eca4e190e2ba8d9d30","种植体系统-基台","（直型基台）Φ5.5×1.0mm，灭菌包装","IH Ⅰ型","TC4钛合金","C0702021380100111802","C07020213801001118020000662",null,"申报企业自主确认为非招标产品、非中选产品或中选部件的附件（如覆盖螺丝、中央螺丝等）产品之一"]
["f6ea4c59-4b08-11eb-bb5e-fa163e311f19","0c0499a6-7ee5-11ea-80a3-fa163e0a8baf","国械注准20193170720","种植体系统","百齿泰（厦门）医疗科技有限公司","百齿泰（厦门）医疗科技有限公司","36e5e47ea11411eca4e190e2ba8d9d30","种植体系统-基台","（直型基台）Φ5.5×2.5mm，灭菌包装","IH Ⅰ型","TC4钛合金","C0702021380100111802","C07020213801001118020000665",null,"申报企业自主确认为非招标产品、非中选产品或中选部件的附件（如覆盖螺丝、中央螺丝等）产品之一"]
["f6ea4dce-4b08-11eb-bb5e-fa163e311f19","0c0499a6-7ee5-11ea-80a3-fa163e0a8baf","国械注准20193170720","种植体系统","百齿泰（厦门）医疗科技有限公司","百齿泰（厦门）医疗科技有限公司","36e5e47ea11411eca4e190e2ba8d9d30","种植体系统-基台","（直型基台）Φ4.4×1.0mm，灭菌包装","IH Ⅰ型","TC4钛合金","C0702021380100111802","C07020213801001118020000666",null,"申报企业自主确认为非招标产品、非中选产品或中选部件的附件（如覆盖螺丝、中央螺丝等）产品之一"]
["f6ea52c1-4b08-11eb-bb5e-fa163e311f19","0c0499a6-7ee5-11ea-80a3-fa163e0a8baf","国械注准20193170720","种植体系统","百齿泰（厦门）医疗科技有限公司","百齿泰（厦门）医疗科技有限公司","36e5e47ea11411eca4e190e2ba8d9d30","种植体系统-基台","（直型基台）Φ5.3×1.5mm，灭菌包装","IH Ⅰ型","TC4钛合金","C0702021380100111802","C07020213801001118020000669",null,"申报企业自主确认为非招标产品、非中选产品或中选部件的附件（如覆盖螺丝、中央螺丝等）产品之一"]
["f6ea5471-4b08-11eb-bb5e-fa163e311f19","0c0499a6-7ee5-11ea-80a3-fa163e0a8baf","国械注准20193170720","种植体系统","百齿泰（厦门）医疗科技有限公司","百齿泰（厦门）医疗科技有限公司","36e5e47ea11411eca4e190e2ba8d9d30","种植体系统-基台","（直型基台）Φ4.4×2.0mm，灭菌包装","IH Ⅰ型","TC4钛合金","C0702021380100111802","C07020213801001118020000670",null,"申报企业自主确认为非招标产品、非中选产品或中选部件的附件（如覆盖螺丝、中央螺丝等）产品之一"]
["f6eb6b49-4b08-11eb-bb5e-fa163e311f19","0c0499a6-7ee5-11ea-80a3-fa163e0a8baf","国械注准20193170720","种植体系统","百齿泰（厦门）医疗科技有限公司","百齿泰（厦门）医疗科技有限公司","36e5e47ea11411eca4e190e2ba8d9d30","种植体系统-基台","（直型基台）Φ4.4×1.5mm，灭菌包装","IH Ⅰ型","TC4钛合金","C0702021380100111802","C07020213801001118020000672",null,"申报企业自主确认为非招标产品、非中选产品或中选部件的附件（如覆盖螺丝、中央螺丝等）产品之一"]
["f6eb71d9-4b08-11eb-bb5e-fa163e311f19","0c0499a6-7ee5-11ea-80a3-fa163e0a8baf","国械注准20193170720","种植体系统","百齿泰（厦门）医疗科技有限公司","百齿泰（厦门）医疗科技有限公司","36e5e47ea11411eca4e190e2ba8d9d30","种植体系统-基台","（直型基台）Φ5.5×4.0mm，灭菌包装","IH Ⅰ型","TC4钛合金","C0702021380100111802","C07020213801001118020000675",null,"申报企业自主确认为非招标产品、非中选产品或中选部件的附件（如覆盖螺丝、中央螺丝等）产品之一"]
["f6eb76ba-4b08-11eb-bb5e-fa163e311f19","0c0499a6-7ee5-11ea-80a3-fa163e0a8baf","国械注准20193170720","种植体系统","百齿泰（厦门）医疗科技有限公司","百齿泰（厦门）医疗科技有限公司","36e5e47ea11411eca4e190e2ba8d9d30","种植体系统-基台","（直型基台）Φ5.5×4.5mm，灭菌包装","IH Ⅰ型","TC4钛合金","C0702021380100111802","C07020213801001118020000678",null,"申报企业自主确认为非招标产品、非中选产品或中选部件的附件（如覆盖螺丝、中央螺丝等）产品之一"]
["f6eb782a-4b08-11eb-bb5e-fa163e311f19","0c0499a6-7ee5-11ea-80a3-fa163e0a8baf","国械注准20193170720","种植体系统","百齿泰（厦门）医疗科技有限公司","百齿泰（厦门）医疗科技有限公司","36e5e47ea11411eca4e190e2ba8d9d30","种植体系统-基台","（直型基台）Φ4.4×5.0mm，灭菌包装","IH Ⅰ型","TC4钛合金","C0702021380100111802","C07020213801001118020000679",null,"申报企业自主确认为非招标产品、非中选产品或中选部件的附件（如覆盖螺丝、中央螺丝等）产品之一"]
["36909da2-8383-11ea-8bcf-fa163e0a8baf","0c0499a6-7ee5-11ea-80a3-fa163e0a8baf","国械注准20193170720","种植体系统","百齿泰（厦门）医疗科技有限公司","百齿泰（厦门）医疗科技有限公司","a348becb982211ecb3f890e2ba8d9d30","种植体系统-覆盖螺丝","Φ4.3，灭菌包装","Ⅲ型","TC4钛合金","C0702041390200111802","C07020413902001118020000003",null,"申报企业自主确认为非招标产品、非中选产品或中选部件的附件（如覆盖螺丝、中央螺丝等）产品之一"]
["42902488-8382-11ea-8bcf-fa163e0a8baf","0c0499a6-7ee5-11ea-80a3-fa163e0a8baf","国械注准20193170720","种植体系统","百齿泰（厦门）医疗科技有限公司","百齿泰（厦门）医疗科技有限公司","a348becb982211ecb3f890e2ba8d9d30","种植体系统-覆盖螺丝","Φ5.2，灭菌包装","Ⅱ型","TC4钛合金","C0702041390200111802","C07020413902001118020000010",null,"申报企业自主确认为非招标产品、非中选产品或中选部件的附件（如覆盖螺丝、中央螺丝等）产品之一"]
["42904cac-8382-11ea-8bcf-fa163e0a8baf","0c0499a6-7ee5-11ea-80a3-fa163e0a8baf","国械注准20193170720","种植体系统","百齿泰（厦门）医疗科技有限公司","百齿泰（厦门）医疗科技有限公司","a348becb982211ecb3f890e2ba8d9d30","种植体系统-覆盖螺丝","Φ6.0，灭菌包装","Ⅱ型","TC4钛合金","C0702041390200111802","C07020413902001118020000012",null,"申报企业自主确认为非招标产品、非中选产品或中选部件的附件（如覆盖螺丝、中央螺丝等）产品之一"]
["42904fa3-8382-11ea-8bcf-fa163e0a8baf","0c0499a6-7ee5-11ea-80a3-fa163e0a8baf","国械注准20193170720","种植体系统","百齿泰（厦门）医疗科技有限公司","百齿泰（厦门）医疗科技有限公司","a348becb982211ecb3f890e2ba8d9d30","种植体系统-覆盖螺丝","Φ5.8，灭菌包装","Ⅱ型","TC4钛合金","C0702041390200111802","C07020413902001118020000011",null,"申报企业自主确认为非招标产品、非中选产品或中选部件的附件（如覆盖螺丝、中央螺丝等）产品之一"]
["4290582c-8382-11ea-8bcf-fa163e0a8baf","0c0499a6-7ee5-11ea-80a3-fa163e0a8baf","国械注准20193170720","种植体系统","百齿泰（厦门）医疗科技有限公司","百齿泰（厦门）医疗科技有限公司","a348becb982211ecb3f890e2ba8d9d30","种植体系统-覆盖螺丝","Φ4.6，灭菌包装","Ⅱ型","TC4钛合金","C0702041390200111802","C07020413902001118020000007",null,"申报企业自主确认为非招标产品、非中选产品或中选部件的附件（如覆盖螺丝、中央螺丝等）产品之一"]
["c8e020d9-c7a8-11ec-a4e1-90e2ba8d9d30","0c0499a6-7ee5-11ea-80a3-fa163e0a8baf","国械注准20193170720","种植体系统","百齿泰（厦门）医疗科技有限公司","百齿泰（厦门）医疗科技有限公司","a348becb982211ecb3f890e2ba8d9d30","种植体系统-覆盖螺丝","φ3.9，灭菌包装","Ⅱ型","TC4钛合金","C0702041390200111802","C07020413902001118020000013",null,"申报企业自主确认为非招标产品、非中选产品或中选部件的附件（如覆盖螺丝、中央螺丝等）产品之一"]
["2699feff-8076-11ea-8bcf-fa163e0a8baf","0c0499a6-7ee5-11ea-80a3-fa163e0a8baf","国械注准20193170720","种植体系统","百齿泰（厦门）医疗科技有限公司","百齿泰（厦门）医疗科技有限公司","f3b4ae99982211ecb3f890e2ba8d9d30","种植体系统-愈合基台","Φ6.5×3.5mm，灭菌包装","Ⅱ型","TC4钛合金","C0702031380100011802","C07020313801000118020000016",null,"申报企业自主确认为非招标产品、非中选产品或中选部件的附件（如覆盖螺丝、中央螺丝等）产品之一"]
["a9c02f9c-c7a8-11ec-a4e1-90e2ba8d9d30","0c0499a6-7ee5-11ea-80a3-fa163e0a8baf","国械注准20193170720","种植体系统","百齿泰（厦门）医疗科技有限公司","百齿泰（厦门）医疗科技有限公司","f3b4ae99982211ecb3f890e2ba8d9d30","种植体系统-愈合基台","φ3.9×4.0mm，灭菌包装","Ⅲ型","TC4钛合金","C0702031380100011802","C07020313801000118020000029",null,"申报企业自主确认为非招标产品、非中选产品或中选部件的附件（如覆盖螺丝、中央螺丝等）产品之一"]
["aaff04bc-bbce-11ec-a4e1-90e2ba8d9d30","0c0499a6-7ee5-11ea-80a3-fa163e0a8baf","国械注准20193170720","种植体系统","百齿泰（厦门）医疗科技有限公司","百齿泰（厦门）医疗科技有限公司","f3b4ae99982211ecb3f890e2ba8d9d30","种植体系统-愈合基台","φ5.0×3.5mm，灭菌包装","Ⅲ型","TC4钛合金","C0702031380100011802","C07020313801000118020000039",null,"申报企业自主确认为非招标产品、非中选产品或中选部件的附件（如覆盖螺丝、中央螺丝等）产品之一"]
["ab02483f-bbce-11ec-a4e1-90e2ba8d9d30","0c0499a6-7ee5-11ea-80a3-fa163e0a8baf","国械注准20193170720","种植体系统","百齿泰（厦门）医疗科技有限公司","百齿泰（厦门）医疗科技有限公司","f3b4ae99982211ecb3f890e2ba8d9d30","种植体系统-愈合基台","φ4.8×7.0mm，灭菌包装","Ⅲ型","TC4钛合金","C0702031380100011802","C07020313801000118020000040",null,"申报企业自主确认为非招标产品、非中选产品或中选部件的附件（如覆盖螺丝、中央螺丝等）产品之一"]
["ab02be7c-bbce-11ec-a4e1-90e2ba8d9d30","0c0499a6-7ee5-11ea-80a3-fa163e0a8baf","国械注准20193170720","种植体系统","百齿泰（厦门）医疗科技有限公司","百齿泰（厦门）医疗科技有限公司","f3b4ae99982211ecb3f890e2ba8d9d30","种植体系统-愈合基台","φ3.5×3.5mm，灭菌包装","Ⅲ型","TC4钛合金","C0702031380100011802","C07020313801000118020000043",null,"申报企业自主确认为非招标产品、非中选产品或中选部件的附件（如覆盖螺丝、中央螺丝等）产品之一"]
["ab02d5ca-bbce-11ec-a4e1-90e2ba8d9d30","0c0499a6-7ee5-11ea-80a3-fa163e0a8baf","国械注准20193170720","种植体系统","百齿泰（厦门）医疗科技有限公司","百齿泰（厦门）医疗科技有限公司","f3b4ae99982211ecb3f890e2ba8d9d30","种植体系统-愈合基台","φ4.8×3.5mm，灭菌包装","Ⅲ型","TC4钛合金","C0702031380100011802","C07020313801000118020000044",null,"申报企业自主确认为非招标产品、非中选产品或中选部件的附件（如覆盖螺丝、中央螺丝等）产品之一"]
["ab030756-bbce-11ec-a4e1-90e2ba8d9d30","0c0499a6-7ee5-11ea-80a3-fa163e0a8baf","国械注准20193170720","种植体系统","百齿泰（厦门）医疗科技有限公司","百齿泰（厦门）医疗科技有限公司","f3b4ae99982211ecb3f890e2ba8d9d30","种植体系统-愈合基台","φ3.7×7.0mm，灭菌包装","Ⅲ型","TC4钛合金","C0702031380100011802","C07020313801000118020000046",null,"申报企业自主确认为非招标产品、非中选产品或中选部件的附件（如覆盖螺丝、中央螺丝等）产品之一"]
["ab034e3b-bbce-11ec-a4e1-90e2ba8d9d30","0c0499a6-7ee5-11ea-80a3-fa163e0a8baf","国械注准20193170720","种植体系统","百齿泰（厦门）医疗科技有限公司","百齿泰（厦门）医疗科技有限公司","f3b4ae99982211ecb3f890e2ba8d9d30","种植体系统-愈合基台","φ3.7×5.5mm，灭菌包装","Ⅲ型","TC4钛合金","C0702031380100011802","C07020313801000118020000049",null,"申报企业自主确认为非招标产品、非中选产品或中选部件的附件（如覆盖螺丝、中央螺丝等）产品之一"]
["ab0384d4-bbce-11ec-a4e1-90e2ba8d9d30","0c0499a6-7ee5-11ea-80a3-fa163e0a8baf","国械注准20193170720","种植体系统","百齿泰（厦门）医疗科技有限公司","百齿泰（厦门）医疗科技有限公司","f3b4ae99982211ecb3f890e2ba8d9d30","种植体系统-愈合基台","φ3.5×7.0mm，灭菌包装","Ⅲ型","TC4钛合金","C0702031380100011802","C07020313801000118020000052",null,"申报企业自主确认为非招标产品、非中选产品或中选部件的附件（如覆盖螺丝、中央螺丝等）产品之一"]
["ab039a02-bbce-11ec-a4e1-90e2ba8d9d30","0c0499a6-7ee5-11ea-80a3-fa163e0a8baf","国械注准20193170720","种植体系统","百齿泰（厦门）医疗科技有限公司","百齿泰（厦门）医疗科技有限公司","f3b4ae99982211ecb3f890e2ba8d9d30","种植体系统-愈合基台","φ6.0×5.5mm，灭菌包装","Ⅲ型","TC4钛合金","C0702031380100011802","C07020313801000118020000053",null,"申报企业自主确认为非招标产品、非中选产品或中选部件的附件（如覆盖螺丝、中央螺丝等）产品之一"]
["0ac2826c-caf3-11ea-a4d6-fa163e0a8baf","89d1bd24-c7d6-11ea-a4d6-fa163e0a8baf","闽厦械备20190235号","印模帽","百齿泰（厦门）医疗科技有限公司","百齿泰（厦门）医疗科技有限公司","a2e93006982211ecb3f890e2ba8d9d30","印模帽","WP 4.5mm（分体式）","基台式印模帽Ⅳ型","钛合金","C0702041390200211802","C07020413902002118020000030",null,"申报企业自主确认为非招标产品、非中选产品或中选部件的附件（如覆盖螺丝、中央螺丝等）产品之一"]
["0ac2d954-caf3-11ea-a4d6-fa163e0a8baf","89d1bd24-c7d6-11ea-a4d6-fa163e0a8baf","闽厦械备20190235号","印模帽","百齿泰（厦门）医疗科技有限公司","百齿泰（厦门）医疗科技有限公司","a2e93006982211ecb3f890e2ba8d9d30","印模帽","NP 6.0mm（分体式）","基台式印模帽Ⅳ型","钛合金","C0702041390200211802","C07020413902002118020000033",null,"申报企业自主确认为非招标产品、非中选产品或中选部件的附件（如覆盖螺丝、中央螺丝等）产品之一"]
["27f4901c-caf2-11ea-a4d6-fa163e0a8baf","89d1bd24-c7d6-11ea-a4d6-fa163e0a8baf","闽厦械备20190235号","印模帽","百齿泰（厦门）医疗科技有限公司","百齿泰（厦门）医疗科技有限公司","a2e93006982211ecb3f890e2ba8d9d30","印模帽","WP Φ5.0×13mm","封闭式印模帽Ⅱ型","钛合金","C0702041390200211802","C07020413902002118020000016",null,"申报企业自主确认为非招标产品、非中选产品或中选部件的附件（如覆盖螺丝、中央螺丝等）产品之一"]
["27f491da-caf2-11ea-a4d6-fa163e0a8baf","89d1bd24-c7d6-11ea-a4d6-fa163e0a8baf","闽厦械备20190235号","印模帽","百齿泰（厦门）医疗科技有限公司","百齿泰（厦门）医疗科技有限公司","a2e93006982211ecb3f890e2ba8d9d30","印模帽","WP Φ5.0×9mm","封闭式印模帽Ⅱ型","钛合金","C0702041390200211802","C07020413902002118020000017",null,"申报企业自主确认为非招标产品、非中选产品或中选部件的附件（如覆盖螺丝、中央螺丝等）产品之一"]
["2ac544aa-caf3-11ea-a4d6-fa163e0a8baf","89d1bd24-c7d6-11ea-a4d6-fa163e0a8baf","闽厦械备20190235号","印模帽","百齿泰（厦门）医疗科技有限公司","百齿泰（厦门）医疗科技有限公司","a2e93006982211ecb3f890e2ba8d9d30","印模帽","11mm（开放式）","基台式印模帽Ⅰ型","钛合金","C0702041390200211802","C07020413902002118020000013",null,"申报企业自主确认为非招标产品、非中选产品或中选部件的附件（如覆盖螺丝、中央螺丝等）产品之一"]
["3cc97241-caf3-11ea-a4d6-fa163e0a8baf","89d1bd24-c7d6-11ea-a4d6-fa163e0a8baf","闽厦械备20190235号","印模帽","百齿泰（厦门）医疗科技有限公司","百齿泰（厦门）医疗科技有限公司","a2e93006982211ecb3f890e2ba8d9d30","印模帽","4.1mm","基台式印模帽Ⅴ型","钛合金","C0702041390200211802","C07020413902002118020000012",null,"申报企业自主确认为非招标产品、非中选产品或中选部件的附件（如覆盖螺丝、中央螺丝等）产品之一"]
["5ebf6fef-caf3-11ea-a4d6-fa163e0a8baf","89d1bd24-c7d6-11ea-a4d6-fa163e0a8baf","闽厦械备20190235号","印模帽","百齿泰（厦门）医疗科技有限公司","百齿泰（厦门）医疗科技有限公司","a2e93006982211ecb3f890e2ba8d9d30","印模帽","RP（分体式）","开放式印模帽Ⅶ型","钛合金","C0702041390200211802","C07020413902002118020000039",null,"申报企业自主确认为非招标产品、非中选产品或中选部件的附件（如覆盖螺丝、中央螺丝等）产品之一"]
["761469ed-caf2-11ea-a4d6-fa163e0a8baf","89d1bd24-c7d6-11ea-a4d6-fa163e0a8baf","闽厦械备20190235号","印模帽","百齿泰（厦门）医疗科技有限公司","百齿泰（厦门）医疗科技有限公司","a2e93006982211ecb3f890e2ba8d9d30","印模帽","8mm（封闭式）","基台式印模帽Ⅱ型","钛合金","C0702041390200211802","C07020413902002118020000041",null,"申报企业自主确认为非招标产品、非中选产品或中选部件的附件（如覆盖螺丝、中央螺丝等）产品之一"]
["8539d99e-caf3-11ea-a4d6-fa163e0a8baf","89d1bd24-c7d6-11ea-a4d6-fa163e0a8baf","闽厦械备20190235号","印模帽","百齿泰（厦门）医疗科技有限公司","百齿泰（厦门）医疗科技有限公司","a2e93006982211ecb3f890e2ba8d9d30","印模帽","WP 12mm（牙桥用）","开放式印模帽Ⅶ型","钛合金","C0702041390200211802","C07020413902002118020000028",null,"申报企业自主确认为非招标产品、非中选产品或中选部件的附件（如覆盖螺丝、中央螺丝等）产品之一"]
["9c37136d-caf1-11ea-a4d6-fa163e0a8baf","89d1bd24-c7d6-11ea-a4d6-fa163e0a8baf","闽厦械备20190235号","印模帽","百齿泰（厦门）医疗科技有限公司","百齿泰（厦门）医疗科技有限公司","a2e93006982211ecb3f890e2ba8d9d30","印模帽","NP（分体式）","封闭式印模帽Ⅲ型","钛合金","C0702041390200211802","C07020413902002118020000035",null,"申报企业自主确认为非招标产品、非中选产品或中选部件的附件（如覆盖螺丝、中央螺丝等）产品之一"]
["d649be28-caf2-11ea-a4d6-fa163e0a8baf","89d1bd24-c7d6-11ea-a4d6-fa163e0a8baf","闽厦械备20190235号","印模帽","百齿泰（厦门）医疗科技有限公司","百齿泰（厦门）医疗科技有限公司","a2e93006982211ecb3f890e2ba8d9d30","印模帽","4.1mm","基台式印模帽Ⅳ型","钛合金","C0702041390200211802","C07020413902002118020000011",null,"申报企业自主确认为非招标产品、非中选产品或中选部件的附件（如覆盖螺丝、中央螺丝等）产品之一"]
["d94bd023-caf3-11ea-a4d6-fa163e0a8baf","89d1bd24-c7d6-11ea-a4d6-fa163e0a8baf","闽厦械备20190235号","印模帽","百齿泰（厦门）医疗科技有限公司","百齿泰（厦门）医疗科技有限公司","a2e93006982211ecb3f890e2ba8d9d30","印模帽","WP φ5.0×10mm","开放式印模帽Ⅴ型","钛合金","C0702041390200211802","C07020413902002118020000001",null,"申报企业自主确认为非招标产品、非中选产品或中选部件的附件（如覆盖螺丝、中央螺丝等）产品之一"]
["21fb6655-caf5-11ea-a4d6-fa163e0a8baf","1c58d838-c7d7-11ea-a4d6-fa163e0a8baf","闽厦械备20190237号","替代体","百齿泰（厦门）医疗科技有限公司","百齿泰（厦门）医疗科技有限公司","a2ef7090982211ecb3f890e2ba8d9d30","替代体","NP","基底替代体（分体式）","钛合金","C0702041390200311802","C07020413902003118020000012",null,"申报企业自主确认为非招标产品、非中选产品或中选部件的附件（如覆盖螺丝、中央螺丝等）产品之一"]
["29e08d7e-caf5-11ea-a4d6-fa163e0a8baf","1c58d838-c7d7-11ea-a4d6-fa163e0a8baf","闽厦械备20190237号","替代体","百齿泰（厦门）医疗科技有限公司","百齿泰（厦门）医疗科技有限公司","a2ef7090982211ecb3f890e2ba8d9d30","替代体","RP","基底替代体（分体式）","钛合金","C0702041390200311802","C07020413902003118020000013",null,"申报企业自主确认为非招标产品、非中选产品或中选部件的附件（如覆盖螺丝、中央螺丝等）产品之一"]
["4ad1035b-caf5-11ea-a4d6-fa163e0a8baf","1c58d838-c7d7-11ea-a4d6-fa163e0a8baf","闽厦械备20190237号","替代体","百齿泰（厦门）医疗科技有限公司","百齿泰（厦门）医疗科技有限公司","a2ef7090982211ecb3f890e2ba8d9d30","替代体","Φ5.0×10.4mm","落扣基台替代体","钛合金","C0702041390200311802","C07020413902003118020000010",null,"申报企业自主确认为非招标产品、非中选产品或中选部件的附件（如覆盖螺丝、中央螺丝等）产品之一"]
["6f837653-caf5-11ea-a4d6-fa163e0a8baf","1c58d838-c7d7-11ea-a4d6-fa163e0a8baf","闽厦械备20190237号","替代体","百齿泰（厦门）医疗科技有限公司","百齿泰（厦门）医疗科技有限公司","a2ef7090982211ecb3f890e2ba8d9d30","替代体","WP 16.7mm（5.5）","响扣基台替代体","钛合金","C0702041390200311802","C07020413902003118020000001",null,"申报企业自主确认为非招标产品、非中选产品或中选部件的附件（如覆盖螺丝、中央螺丝等）产品之一"]
["6f8c57d7-caf5-11ea-a4d6-fa163e0a8baf","1c58d838-c7d7-11ea-a4d6-fa163e0a8baf","闽厦械备20190237号","替代体","百齿泰（厦门）医疗科技有限公司","百齿泰（厦门）医疗科技有限公司","a2ef7090982211ecb3f890e2ba8d9d30","替代体","RPW 16.7mm（5.5）","响扣基台替代体","钛合金","C0702041390200311802","C07020413902003118020000005",null,"申报企业自主确认为非招标产品、非中选产品或中选部件的附件（如覆盖螺丝、中央螺丝等）产品之一"]
["6f8c5985-caf5-11ea-a4d6-fa163e0a8baf","1c58d838-c7d7-11ea-a4d6-fa163e0a8baf","闽厦械备20190237号","替代体","百齿泰（厦门）医疗科技有限公司","百齿泰（厦门）医疗科技有限公司","a2ef7090982211ecb3f890e2ba8d9d30","替代体","NP 16.7mm（5.5）","响扣基台替代体","钛合金","C0702041390200311802","C07020413902003118020000006",null,"申报企业自主确认为非招标产品、非中选产品或中选部件的附件（如覆盖螺丝、中央螺丝等）产品之一"]
["8171d99e-c6b9-11ec-a4e1-90e2ba8d9d30","1c58d838-c7d7-11ea-a4d6-fa163e0a8baf","闽厦械备20190237号","替代体","百齿泰（厦门）医疗科技有限公司","百齿泰（厦门）医疗科技有限公司","a2ef7090982211ecb3f890e2ba8d9d30","替代体","NP 9mm(数字化)","种植体替代体","钛合金","C0702041390200311802","C07020413902003118020000022",null,"申报企业自主确认为非招标产品、非中选产品或中选部件的附件（如覆盖螺丝、中央螺丝等）产品之一"]
["88525598-c6b9-11ec-a4e1-90e2ba8d9d30","1c58d838-c7d7-11ea-a4d6-fa163e0a8baf","闽厦械备20190237号","替代体","百齿泰（厦门）医疗科技有限公司","百齿泰（厦门）医疗科技有限公司","a2ef7090982211ecb3f890e2ba8d9d30","替代体","RP 9mm(数字化)","种植体替代体","钛合金","C0702041390200311802","C07020413902003118020000023",null,"申报企业自主确认为非招标产品、非中选产品或中选部件的附件（如覆盖螺丝、中央螺丝等）产品之一"]
["c80458ae-caf4-11ea-a4d6-fa163e0a8baf","1c58d838-c7d7-11ea-a4d6-fa163e0a8baf","闽厦械备20190237号","替代体","百齿泰（厦门）医疗科技有限公司","百齿泰（厦门）医疗科技有限公司","a2ef7090982211ecb3f890e2ba8d9d30","替代体","15mm","复合基台替代体","钛合金","C0702041390200311802","C07020413902003118020000011",null,"申报企业自主确认为非招标产品、非中选产品或中选部件的附件（如覆盖螺丝、中央螺丝等）产品之一"]
["e821128f-c7a8-11ec-a4e1-90e2ba8d9d30","1c58d838-c7d7-11ea-a4d6-fa163e0a8baf","闽厦械备20190237号","替代体","百齿泰（厦门）医疗科技有限公司","百齿泰（厦门）医疗科技有限公司","a2ef7090982211ecb3f890e2ba8d9d30","替代体","12mm(数字化)","MUA替代体","钛合金","C0702041390200311802","C07020413902003118020000026",null,"申报企业自主确认为非招标产品、非中选产品或中选部件的附件（如覆盖螺丝、中央螺丝等）产品之一"]
["03a8b463-f664-11eb-b658-0050568f9c84","793c4704-f5ba-11eb-b658-0050568f9c84","国械注准20163172318","牙种植体系统","北京莱顿生物材料有限公司","北京莱顿生物材料有限公司","5a12e05a-f65e-11eb-b658-0050568f9c84","牙种植体系统-紧固螺丝","M2.0×4.5，标准颈","紧固螺丝","TC4","C0702041390200500633","C07020413902005006330000001","(01)06940637104495","申报企业自主确认为非招标产品、非中选产品或中选部件的附件（如覆盖螺丝、中央螺丝等）产品之一"]
["03acc139-f664-11eb-b658-0050568f9c84","793c4704-f5ba-11eb-b658-0050568f9c84","国械注准20163172318","牙种植体系统","北京莱顿生物材料有限公司","北京莱顿生物材料有限公司","5a12e05a-f65e-11eb-b658-0050568f9c84","牙种植体系统-紧固螺丝","M2.0×10,标准颈","紧固螺丝","TC4","C0702041390200500633","C07020413902005006330000002","(01)06940637104532","申报企业自主确认为非招标产品、非中选产品或中选部件的附件（如覆盖螺丝、中央螺丝等）产品之一"]
["978aae5b-921b-11ed-9447-b4055d63f15c","793c4704-f5ba-11eb-b658-0050568f9c84","国械注准20163172318","牙种植体系统","北京莱顿生物材料有限公司","北京莱顿生物材料有限公司","5a12e05a-f65e-11eb-b658-0050568f9c84","牙种植体系统-紧固螺丝","M2.0×6.0,宽颈","紧固螺丝","TC4","C0702041390200500633","C07020413902005006330000008","(01)06940637104501","申报企业自主确认为非招标产品、非中选产品或中选部件的附件（如覆盖螺丝、中央螺丝等）产品之一"]
["b67ff932-921b-11ed-9447-b4055d63f15c","793c4704-f5ba-11eb-b658-0050568f9c84","国械注准20163172318","牙种植体系统","北京莱顿生物材料有限公司","北京莱顿生物材料有限公司","5a12e05a-f65e-11eb-b658-0050568f9c84","牙种植体系统-紧固螺丝","M2.0×4.5，宽颈","紧固螺丝","TC4","C0702041390200500633","C07020413902005006330000009",null,"申报企业自主确认为非招标产品、非中选产品或中选部件的附件（如覆盖螺丝、中央螺丝等）产品之一"]
["77e435c5-f67c-11eb-b658-0050568f9c84","793c4704-f5ba-11eb-b658-0050568f9c84","国械注准20163172318","牙种植体系统","北京莱顿生物材料有限公司","北京莱顿生物材料有限公司","93429ec1-f65f-11eb-b658-0050568f9c84","牙种植体系统-基台","Φ3.5×1.5","复合八角基台","TC4","C0702021380100100633","C07020213801001006330000083","(01)06940637104372","申报企业自主确认为非招标产品、非中选产品或中选部件的附件（如覆盖螺丝、中央螺丝等）产品之一"]
["aba602ee-f67c-11eb-b658-0050568f9c84","793c4704-f5ba-11eb-b658-0050568f9c84","国械注准20163172318","牙种植体系统","北京莱顿生物材料有限公司","北京莱顿生物材料有限公司","93429ec1-f65f-11eb-b658-0050568f9c84","牙种植体系统-基台","Φ4.0×1×1.6","八角基台","TC4","C0702021380100100633","C07020213801001006330000084",null,"申报企业自主确认为非招标产品、非中选产品或中选部件的附件（如覆盖螺丝、中央螺丝等）产品之一"]
["aba76177-f67c-11eb-b658-0050568f9c84","793c4704-f5ba-11eb-b658-0050568f9c84","国械注准20163172318","牙种植体系统","北京莱顿生物材料有限公司","北京莱顿生物材料有限公司","93429ec1-f65f-11eb-b658-0050568f9c84","牙种植体系统-基台","Φ4.0×3×1.6","八角基台","TC4","C0702021380100100633","C07020213801001006330000088",null,"申报企业自主确认为非招标产品、非中选产品或中选部件的附件（如覆盖螺丝、中央螺丝等）产品之一"]
["aba763e5-f67c-11eb-b658-0050568f9c84","793c4704-f5ba-11eb-b658-0050568f9c84","国械注准20163172318","牙种植体系统","北京莱顿生物材料有限公司","北京莱顿生物材料有限公司","93429ec1-f65f-11eb-b658-0050568f9c84","牙种植体系统-基台","Φ3.5×1.5","八角基台","TC4","C0702021380100100633","C07020213801001006330000089",null,"申报企业自主确认为非招标产品、非中选产品或中选部件的附件（如覆盖螺丝、中央螺丝等）产品之一"]
["f063ac91-f67c-11eb-b658-0050568f9c84","793c4704-f5ba-11eb-b658-0050568f9c84","国械注准20163172318","牙种植体系统","北京莱顿生物材料有限公司","北京莱顿生物材料有限公司","93429ec1-f65f-11eb-b658-0050568f9c84","牙种植体系统-基台","Ф4.0×1.5","球基台","TC4","C0702021380100100633","C07020213801001006330000137",null,"申报企业自主确认为非招标产品、非中选产品或中选部件的附件（如覆盖螺丝、中央螺丝等）产品之一"]
["f06612f3-f67c-11eb-b658-0050568f9c84","793c4704-f5ba-11eb-b658-0050568f9c84","国械注准20163172318","牙种植体系统","北京莱顿生物材料有限公司","北京莱顿生物材料有限公司","93429ec1-f65f-11eb-b658-0050568f9c84","牙种植体系统-基台","Ф4.0×2.5","球基台","TC4","C0702021380100100633","C07020213801001006330000138",null,"申报企业自主确认为非招标产品、非中选产品或中选部件的附件（如覆盖螺丝、中央螺丝等）产品之一"]
["fc22981c-f67e-11eb-b658-0050568f9c84","793c4704-f5ba-11eb-b658-0050568f9c84","国械注准20163172318","牙种植体系统","北京莱顿生物材料有限公司","北京莱顿生物材料有限公司","a340c1e3982211ecb3f890e2ba8d9d30","牙种植体系统","Ф3.5×M2.0","覆盖螺帽","TC4","C0702041390200100633","C07020413902001006330000018",null,"申报企业自主确认为非招标产品、非中选产品或中选部件的附件（如覆盖螺丝、中央螺丝等）产品之一"]
["fc243f59-f67e-11eb-b658-0050568f9c84","793c4704-f5ba-11eb-b658-0050568f9c84","国械注准20163172318","牙种植体系统","北京莱顿生物材料有限公司","北京莱顿生物材料有限公司","a340c1e3982211ecb3f890e2ba8d9d30","牙种植体系统","Ф2.8×M1.8","覆盖螺帽","TC4","C0702041390200100633","C07020413902001006330000019",null,"申报企业自主确认为非招标产品、非中选产品或中选部件的附件（如覆盖螺丝、中央螺丝等）产品之一"]
["1afa6394-9b2d-11ea-9ac3-fa163e0a8baf","e0c7b11a-6995-11ea-aa91-fa163e0a8baf","国械注准20153170724","基台及配件","北京莱顿生物材料有限公司","北京莱顿生物材料有限公司","5b5f75ef-9b2e-11ea-9ac3-fa163e0a8baf","基台及配件-基台","Φ3.5×2.5","八角基台","TC4","C0702021380100100633","C07020213801001006330000067","(01)06940637105607","申报企业自主确认为非招标产品、非中选产品或中选部件的附件（如覆盖螺丝、中央螺丝等）产品之一"]
["1afa99b8-9b2d-11ea-9ac3-fa163e0a8baf","e0c7b11a-6995-11ea-aa91-fa163e0a8baf","国械注准20153170724","基台及配件","北京莱顿生物材料有限公司","北京莱顿生物材料有限公司","5b5f75ef-9b2e-11ea-9ac3-fa163e0a8baf","基台及配件-基台","Φ6.5×1","八角基台","TC4","C0702021380100100633","C07020213801001006330000068","(01)06940637105638","申报企业自主确认为非招标产品、非中选产品或中选部件的附件（如覆盖螺丝、中央螺丝等）产品之一"]
["1afac2c3-9b2d-11ea-9ac3-fa163e0a8baf","e0c7b11a-6995-11ea-aa91-fa163e0a8baf","国械注准20153170724","基台及配件","北京莱顿生物材料有限公司","北京莱顿生物材料有限公司","5b5f75ef-9b2e-11ea-9ac3-fa163e0a8baf","基台及配件-基台","Ф6.5×2.5","八角基台","TC4","C0702021380100100633","C07020213801001006330000050","(01)06940637106642","申报企业自主确认为非招标产品、非中选产品或中选部件的附件（如覆盖螺丝、中央螺丝等）产品之一"]
["1afac5fe-9b2d-11ea-9ac3-fa163e0a8baf","e0c7b11a-6995-11ea-aa91-fa163e0a8baf","国械注准20153170724","基台及配件","北京莱顿生物材料有限公司","北京莱顿生物材料有限公司","5b5f75ef-9b2e-11ea-9ac3-fa163e0a8baf","基台及配件-基台","Ф4.5×1，埋入式，窄颈","八角基台","TC4","C0702021380100100633","C07020213801001006330000052","(01)06940637106604","申报企业自主确认为非招标产品、非中选产品或中选部件的附件（如覆盖螺丝、中央螺丝等）产品之一"]
["5abd2881-ac2e-11ed-9447-b4055d63f15c","e0c7b11a-6995-11ea-aa91-fa163e0a8baf","国械注准20153170724","基台及配件","北京莱顿生物材料有限公司","北京莱顿生物材料有限公司","5b5f75ef-9b2e-11ea-9ac3-fa163e0a8baf","基台及配件-基台","H4×25°，埋入式，常规颈，B","角度基台","TC4","C0702021380100100633","C07020213801001006330000160","(01)06940637104105","申报企业自主确认为非招标产品、非中选产品或中选部件的附件（如覆盖螺丝、中央螺丝等）产品之一"]
["5e918b97-922a-11ed-9447-b4055d63f15c","e0c7b11a-6995-11ea-aa91-fa163e0a8baf","国械注准20153170724","基台及配件","北京莱顿生物材料有限公司","北京莱顿生物材料有限公司","5b5f75ef-9b2e-11ea-9ac3-fa163e0a8baf","基台及配件-基台","Ф4.5×1，埋入式，常规颈","八角基台","TC4","C0702021380100100633","C07020213801001006330000145","(01)06940637106635","申报企业自主确认为非招标产品、非中选产品或中选部件的附件（如覆盖螺丝、中央螺丝等）产品之一"]
["8e023c24-923d-11ed-9447-b4055d63f15c","e0c7b11a-6995-11ea-aa91-fa163e0a8baf","国械注准20153170724","基台及配件","北京莱顿生物材料有限公司","北京莱顿生物材料有限公司","5b5f75ef-9b2e-11ea-9ac3-fa163e0a8baf","基台及配件-基台","H4×25°，埋入式，常规颈，A","角度基台","TC4","C0702021380100100633","C07020213801001006330000151","(01)06940637104099","申报企业自主确认为非招标产品、非中选产品或中选部件的附件（如覆盖螺丝、中央螺丝等）产品之一"]
["b85965d3-922a-11ed-9447-b4055d63f15c","e0c7b11a-6995-11ea-aa91-fa163e0a8baf","国械注准20153170724","基台及配件","北京莱顿生物材料有限公司","北京莱顿生物材料有限公司","5b5f75ef-9b2e-11ea-9ac3-fa163e0a8baf","基台及配件-基台","Ф4.5×4，埋入式，常规颈","八角基台","TC4","C0702021380100100633","C07020213801001006330000153","(01)06940637105621","申报企业自主确认为非招标产品、非中选产品或中选部件的附件（如覆盖螺丝、中央螺丝等）产品之一"]
["0e0ca000-9b31-11ea-9ac3-fa163e0a8baf","e0c7b11a-6995-11ea-aa91-fa163e0a8baf","国械注准20153170724","基台及配件","北京莱顿生物材料有限公司","北京莱顿生物材料有限公司","98146846-9b2e-11ea-9ac3-fa163e0a8baf","基台及配件-紧固螺丝","M1.6×7.9，埋入式，窄颈，平基台、角度基台用","紧固螺丝","TC4","C0702041390200500633","C07020413902005006330000005","(01)06940637105683","申报企业自主确认为非招标产品、非中选产品或中选部件的附件（如覆盖螺丝、中央螺丝等）产品之一"]
["b72b70e1-9227-11ed-9447-b4055d63f15c","e0c7b11a-6995-11ea-aa91-fa163e0a8baf","国械注准20153170724","基台及配件","北京莱顿生物材料有限公司","北京莱顿生物材料有限公司","98146846-9b2e-11ea-9ac3-fa163e0a8baf","基台及配件-紧固螺丝","M1.6×7.9，埋入式，窄颈，实心基台用","紧固螺丝","TC4","C0702041390200500633","C07020413902005006330000010","(01)06940637105669","申报企业自主确认为非招标产品、非中选产品或中选部件的附件（如覆盖螺丝、中央螺丝等）产品之一"]
["6ea45b65-9b30-11ea-9ac3-fa163e0a8baf","e0c7b11a-6995-11ea-aa91-fa163e0a8baf","国械注准20153170724","基台及配件","北京莱顿生物材料有限公司","北京莱顿生物材料有限公司","c7642f0e-9b2d-11ea-9ac3-fa163e0a8baf","基台及配件-封闭螺丝","Φ2，内置","封闭螺丝","TC4","C0702041390200100633","C07020413902001006330000022","(01)06940637105089","申报企业自主确认为非招标产品、非中选产品或中选部件的附件（如覆盖螺丝、中央螺丝等）产品之一"]
["6ea47acf-9b30-11ea-9ac3-fa163e0a8baf","e0c7b11a-6995-11ea-aa91-fa163e0a8baf","国械注准20153170724","基台及配件","北京莱顿生物材料有限公司","北京莱顿生物材料有限公司","c7642f0e-9b2d-11ea-9ac3-fa163e0a8baf","基台及配件-封闭螺丝","Φ2.45，内置","封闭螺丝","TC4","C0702041390200100633","C07020413902001006330000023","(01)06940637105102","申报企业自主确认为非招标产品、非中选产品或中选部件的附件（如覆盖螺丝、中央螺丝等）产品之一"]
["53e017a5-e186-11e9-953f-fa163e0a8baf","6313f866dbea437aa41782bc342f7e39","鲁威械备20170069号","替代体","威海威高洁丽康生物材料有限公司","威海威高洁丽康生物材料有限公司","0dbc782c-e10e-11e9-953f-fa163e0a8baf","替代体","Ø5.5","多功能基台替代体","钛合金","C0702041390200300072","C07020413902003000720000006",null,"申报企业自主确认为非招标产品、非中选产品或中选部件的附件（如覆盖螺丝、中央螺丝等）产品之一"]
["d708b14c-e186-11e9-953f-fa163e0a8baf","6313f866dbea437aa41782bc342f7e39","鲁威械备20170069号","替代体","威海威高洁丽康生物材料有限公司","威海威高洁丽康生物材料有限公司","0dbc782c-e10e-11e9-953f-fa163e0a8baf","替代体","Ø3.5","球基台替代体","钛合金","C0702041390200300072","C07020413902003000720000001",null,"申报企业自主确认为非招标产品、非中选产品或中选部件的附件（如覆盖螺丝、中央螺丝等）产品之一"]
["2937c327-9749-11eb-ac1c-fa163e311f19","7ca0f9dbabec41ff95fd2a9f4f4a7136","国械注准20183631719","牙种植体系统","威海威高洁丽康生物材料有限公司","威海威高洁丽康生物材料有限公司","0e843d7b-e0cc-11e9-953f-fa163e0a8baf","牙种植体系统-基台","φ4.3×Gh1.0","CW-M-AM-4310","钛合金","C0702021380100100072","C07020213801001000720000080",null,"申报企业自主确认为非招标产品、非中选产品或中选部件的附件（如覆盖螺丝、中央螺丝等）产品之一"]
["2e811e1b-e1ca-11e9-953f-fa163e0a8baf","7ca0f9dbabec41ff95fd2a9f4f4a7136","国械注准20183631719","牙种植体系统","威海威高洁丽康生物材料有限公司","威海威高洁丽康生物材料有限公司","0e843d7b-e0cc-11e9-953f-fa163e0a8baf","牙种植体系统-基台","φ4.5×Gh4.0","CW-M-AM-4540","钛合金","C0702021380100100072","C07020213801001000720000084",null,"申报企业自主确认为非招标产品、非中选产品或中选部件的附件（如覆盖螺丝、中央螺丝等）产品之一"]
["2e8161ad-e1ca-11e9-953f-fa163e0a8baf","7ca0f9dbabec41ff95fd2a9f4f4a7136","国械注准20183631719","牙种植体系统","威海威高洁丽康生物材料有限公司","威海威高洁丽康生物材料有限公司","0e843d7b-e0cc-11e9-953f-fa163e0a8baf","牙种植体系统-基台","φ6.5×Gh4.5","CW-M-AM-6545","钛合金","C0702021380100100072","C07020213801001000720000087",null,"申报企业自主确认为非招标产品、非中选产品或中选部件的附件（如覆盖螺丝、中央螺丝等）产品之一"]
["2e81637b-e1ca-11e9-953f-fa163e0a8baf","7ca0f9dbabec41ff95fd2a9f4f4a7136","国械注准20183631719","牙种植体系统","威海威高洁丽康生物材料有限公司","威海威高洁丽康生物材料有限公司","0e843d7b-e0cc-11e9-953f-fa163e0a8baf","牙种植体系统-基台","φ5.5×Gh4.5","CW-M-AM-5545","钛合金","C0702021380100100072","C07020213801001000720000088",null,"申报企业自主确认为非招标产品、非中选产品或中选部件的附件（如覆盖螺丝、中央螺丝等）产品之一"]
["2e8168fe-e1ca-11e9-953f-fa163e0a8baf","7ca0f9dbabec41ff95fd2a9f4f4a7136","国械注准20183631719","牙种植体系统","威海威高洁丽康生物材料有限公司","威海威高洁丽康生物材料有限公司","0e843d7b-e0cc-11e9-953f-fa163e0a8baf","牙种植体系统-基台","φ5.5×Gh2.0","CW-M-AM-5520","钛合金","C0702021380100100072","C07020213801001000720000091",null,"申报企业自主确认为非招标产品、非中选产品或中选部件的附件（如覆盖螺丝、中央螺丝等）产品之一"]
["2e816bde-e1ca-11e9-953f-fa163e0a8baf","7ca0f9dbabec41ff95fd2a9f4f4a7136","国械注准20183631719","牙种植体系统","威海威高洁丽康生物材料有限公司","威海威高洁丽康生物材料有限公司","0e843d7b-e0cc-11e9-953f-fa163e0a8baf","牙种植体系统-基台","φ5.5×Gh4.0","CW-M-AM-5540","钛合金","C0702021380100100072","C07020213801001000720000093",null,"申报企业自主确认为非招标产品、非中选产品或中选部件的附件（如覆盖螺丝、中央螺丝等）产品之一"]
["2e816fdc-e1ca-11e9-953f-fa163e0a8baf","7ca0f9dbabec41ff95fd2a9f4f4a7136","国械注准20183631719","牙种植体系统","威海威高洁丽康生物材料有限公司","威海威高洁丽康生物材料有限公司","0e843d7b-e0cc-11e9-953f-fa163e0a8baf","牙种植体系统-基台","φ6.5×Gh2.0","CW-M-AM-6520","钛合金","C0702021380100100072","C07020213801001000720000096",null,"申报企业自主确认为非招标产品、非中选产品或中选部件的附件（如覆盖螺丝、中央螺丝等）产品之一"]
["2e817125-e1ca-11e9-953f-fa163e0a8baf","7ca0f9dbabec41ff95fd2a9f4f4a7136","国械注准20183631719","牙种植体系统","威海威高洁丽康生物材料有限公司","威海威高洁丽康生物材料有限公司","0e843d7b-e0cc-11e9-953f-fa163e0a8baf","牙种植体系统-基台","φ4.5×Gh2.0","CW-M-AM-4520","钛合金","C0702021380100100072","C07020213801001000720000097",null,"申报企业自主确认为非招标产品、非中选产品或中选部件的附件（如覆盖螺丝、中央螺丝等）产品之一"]
["2e81750f-e1ca-11e9-953f-fa163e0a8baf","7ca0f9dbabec41ff95fd2a9f4f4a7136","国械注准20183631719","牙种植体系统","威海威高洁丽康生物材料有限公司","威海威高洁丽康生物材料有限公司","0e843d7b-e0cc-11e9-953f-fa163e0a8baf","牙种植体系统-基台","φ6.5×Gh1.0","CW-M-AM-6510","钛合金","C0702021380100100072","C07020213801001000720000100",null,"申报企业自主确认为非招标产品、非中选产品或中选部件的附件（如覆盖螺丝、中央螺丝等）产品之一"]
["2e817658-e1ca-11e9-953f-fa163e0a8baf","7ca0f9dbabec41ff95fd2a9f4f4a7136","国械注准20183631719","牙种植体系统","威海威高洁丽康生物材料有限公司","威海威高洁丽康生物材料有限公司","0e843d7b-e0cc-11e9-953f-fa163e0a8baf","牙种植体系统-基台","φ6.5×Gh3.0","CW-M-AM-6530","钛合金","C0702021380100100072","C07020213801001000720000101",null,"申报企业自主确认为非招标产品、非中选产品或中选部件的附件（如覆盖螺丝、中央螺丝等）产品之一"]
["4c94db33-9749-11eb-ac1c-fa163e311f19","7ca0f9dbabec41ff95fd2a9f4f4a7136","国械注准20183631719","牙种植体系统","威海威高洁丽康生物材料有限公司","威海威高洁丽康生物材料有限公司","0e843d7b-e0cc-11e9-953f-fa163e0a8baf","牙种植体系统-基台","φ4.3×Gh3.0","CW-M-AM-4330","钛合金","C0702021380100100072","C07020213801001000720000117",null,"申报企业自主确认为非招标产品、非中选产品或中选部件的附件（如覆盖螺丝、中央螺丝等）产品之一"]
["52ee3eef-9749-11eb-ac1c-fa163e311f19","7ca0f9dbabec41ff95fd2a9f4f4a7136","国械注准20183631719","牙种植体系统","威海威高洁丽康生物材料有限公司","威海威高洁丽康生物材料有限公司","0e843d7b-e0cc-11e9-953f-fa163e0a8baf","牙种植体系统-基台","φ4.3×Gh4.0","CW-M-AM-4340","钛合金","C0702021380100100072","C07020213801001000720000123",null,"申报企业自主确认为非招标产品、非中选产品或中选部件的附件（如覆盖螺丝、中央螺丝等）产品之一"]
["686ba282-9749-11eb-ac1c-fa163e311f19","7ca0f9dbabec41ff95fd2a9f4f4a7136","国械注准20183631719","牙种植体系统","威海威高洁丽康生物材料有限公司","威海威高洁丽康生物材料有限公司","0e843d7b-e0cc-11e9-953f-fa163e0a8baf","牙种植体系统-基台","φ4.5×Gh1.5","CW-M-AM-4515N","钛合金","C0702021380100100072","C07020213801001000720000140",null,"申报企业自主确认为非招标产品、非中选产品或中选部件的附件（如覆盖螺丝、中央螺丝等）产品之一"]
["6d144a77-9749-11eb-ac1c-fa163e311f19","7ca0f9dbabec41ff95fd2a9f4f4a7136","国械注准20183631719","牙种植体系统","威海威高洁丽康生物材料有限公司","威海威高洁丽康生物材料有限公司","0e843d7b-e0cc-11e9-953f-fa163e0a8baf","牙种植体系统-基台","φ4.5×Gh2.0","CW-M-AM-4520N","钛合金","C0702021380100100072","C07020213801001000720000143",null,"申报企业自主确认为非招标产品、非中选产品或中选部件的附件（如覆盖螺丝、中央螺丝等）产品之一"]
["8be69bc5-9749-11eb-ac1c-fa163e311f19","7ca0f9dbabec41ff95fd2a9f4f4a7136","国械注准20183631719","牙种植体系统","威海威高洁丽康生物材料有限公司","威海威高洁丽康生物材料有限公司","0e843d7b-e0cc-11e9-953f-fa163e0a8baf","牙种植体系统-基台","φ4.5×Gh4.5","CW-M-AM-4545N","钛合金","C0702021380100100072","C07020213801001000720000165",null,"申报企业自主确认为非招标产品、非中选产品或中选部件的附件（如覆盖螺丝、中央螺丝等）产品之一"]
["8c10bd43-03ed-11ec-b658-0050568f9c84","7ca0f9dbabec41ff95fd2a9f4f4a7136","国械注准20183631719","牙种植体系统","威海威高洁丽康生物材料有限公司","威海威高洁丽康生物材料有限公司","0e843d7b-e0cc-11e9-953f-fa163e0a8baf","牙种植体系统-基台","φ5.0×Gh3.0×H3.88","CW-M-MU-5030N","钛合金","C0702021380100100072","C07020213801001000720000015",null,"申报企业自主确认为非招标产品、非中选产品或中选部件的附件（如覆盖螺丝、中央螺丝等）产品之一"]
["8c1298d7-03ed-11ec-b658-0050568f9c84","7ca0f9dbabec41ff95fd2a9f4f4a7136","国械注准20183631719","牙种植体系统","威海威高洁丽康生物材料有限公司","威海威高洁丽康生物材料有限公司","0e843d7b-e0cc-11e9-953f-fa163e0a8baf","牙种植体系统-基台","φ5.0×Gh1.5×H2.38","CW-M-MU-5015N","钛合金","C0702021380100100072","C07020213801001000720000017",null,"申报企业自主确认为非招标产品、非中选产品或中选部件的附件（如覆盖螺丝、中央螺丝等）产品之一"]
["8c129b5d-03ed-11ec-b658-0050568f9c84","7ca0f9dbabec41ff95fd2a9f4f4a7136","国械注准20183631719","牙种植体系统","威海威高洁丽康生物材料有限公司","威海威高洁丽康生物材料有限公司","0e843d7b-e0cc-11e9-953f-fa163e0a8baf","牙种植体系统-基台","φ5.0×Gh4.5×H5.38","CW-M-MU-5045N","钛合金","C0702021380100100072","C07020213801001000720000018",null,"申报企业自主确认为非招标产品、非中选产品或中选部件的附件（如覆盖螺丝、中央螺丝等）产品之一"]
["98db776d-9749-11eb-ac1c-fa163e311f19","7ca0f9dbabec41ff95fd2a9f4f4a7136","国械注准20183631719","牙种植体系统","威海威高洁丽康生物材料有限公司","威海威高洁丽康生物材料有限公司","0e843d7b-e0cc-11e9-953f-fa163e0a8baf","牙种植体系统-基台","φ5.0×Gh1.0","CW-M-AM-5010","钛合金","C0702021380100100072","C07020213801001000720000175",null,"申报企业自主确认为非招标产品、非中选产品或中选部件的附件（如覆盖螺丝、中央螺丝等）产品之一"]
["9901e199-9748-11eb-ac1c-fa163e311f19","7ca0f9dbabec41ff95fd2a9f4f4a7136","国械注准20183631719","牙种植体系统","威海威高洁丽康生物材料有限公司","威海威高洁丽康生物材料有限公司","0e843d7b-e0cc-11e9-953f-fa163e0a8baf","牙种植体系统-基台","φ3.4×Gh2.5","CW-M-AM-3425","钛合金","C0702021380100100072","C07020213801001000720000176",null,"申报企业自主确认为非招标产品、非中选产品或中选部件的附件（如覆盖螺丝、中央螺丝等）产品之一"]
["9e2c0115-9749-11eb-ac1c-fa163e311f19","7ca0f9dbabec41ff95fd2a9f4f4a7136","国械注准20183631719","牙种植体系统","威海威高洁丽康生物材料有限公司","威海威高洁丽康生物材料有限公司","0e843d7b-e0cc-11e9-953f-fa163e0a8baf","牙种植体系统-基台","φ5.0×Gh1.5","CW-M-AM-5015","钛合金","C0702021380100100072","C07020213801001000720000180",null,"申报企业自主确认为非招标产品、非中选产品或中选部件的附件（如覆盖螺丝、中央螺丝等）产品之一"]
["a378e061-9749-11eb-ac1c-fa163e311f19","7ca0f9dbabec41ff95fd2a9f4f4a7136","国械注准20183631719","牙种植体系统","威海威高洁丽康生物材料有限公司","威海威高洁丽康生物材料有限公司","0e843d7b-e0cc-11e9-953f-fa163e0a8baf","牙种植体系统-基台","φ5.0×Gh2.0","CW-M-AM-5020","钛合金","C0702021380100100072","C07020213801001000720000184",null,"申报企业自主确认为非招标产品、非中选产品或中选部件的附件（如覆盖螺丝、中央螺丝等）产品之一"]
["ab926295-9749-11eb-ac1c-fa163e311f19","7ca0f9dbabec41ff95fd2a9f4f4a7136","国械注准20183631719","牙种植体系统","威海威高洁丽康生物材料有限公司","威海威高洁丽康生物材料有限公司","0e843d7b-e0cc-11e9-953f-fa163e0a8baf","牙种植体系统-基台","φ5.0×Gh2.5","CW-M-AM-5025","钛合金","C0702021380100100072","C07020213801001000720000411",null,"申报企业自主确认为非招标产品、非中选产品或中选部件的附件（如覆盖螺丝、中央螺丝等）产品之一"]
["ac366ff3-9748-11eb-ac1c-fa163e311f19","7ca0f9dbabec41ff95fd2a9f4f4a7136","国械注准20183631719","牙种植体系统","威海威高洁丽康生物材料有限公司","威海威高洁丽康生物材料有限公司","0e843d7b-e0cc-11e9-953f-fa163e0a8baf","牙种植体系统-基台","φ3.4×Gh4.5","CW-M-AM-3445","钛合金","C0702021380100100072","C07020213801001000720000412",null,"申报企业自主确认为非招标产品、非中选产品或中选部件的附件（如覆盖螺丝、中央螺丝等）产品之一"]
["b0faa697-9749-11eb-ac1c-fa163e311f19","7ca0f9dbabec41ff95fd2a9f4f4a7136","国械注准20183631719","牙种植体系统","威海威高洁丽康生物材料有限公司","威海威高洁丽康生物材料有限公司","0e843d7b-e0cc-11e9-953f-fa163e0a8baf","牙种植体系统-基台","φ5.0×Gh3.0","CW-M-AM-5030","钛合金","C0702021380100100072","C07020213801001000720000414",null,"申报企业自主确认为非招标产品、非中选产品或中选部件的附件（如覆盖螺丝、中央螺丝等）产品之一"]
["b1ac6d7c-9748-11eb-ac1c-fa163e311f19","7ca0f9dbabec41ff95fd2a9f4f4a7136","国械注准20183631719","牙种植体系统","威海威高洁丽康生物材料有限公司","威海威高洁丽康生物材料有限公司","0e843d7b-e0cc-11e9-953f-fa163e0a8baf","牙种植体系统-基台","φ4.0×Gh0.75","CW-M-AM-4007","钛合金","C0702021380100100072","C07020213801001000720000416",null,"申报企业自主确认为非招标产品、非中选产品或中选部件的附件（如覆盖螺丝、中央螺丝等）产品之一"]
["b8401424-4bfc-11ec-921a-0050568f9c84","7ca0f9dbabec41ff95fd2a9f4f4a7136","国械注准20183631719","牙种植体系统","威海威高洁丽康生物材料有限公司","威海威高洁丽康生物材料有限公司","0e843d7b-e0cc-11e9-953f-fa163e0a8baf","牙种植体系统-基台","φ5.0×Gh4.0×H4.88","CW-M-MU-5040N","钛合金","C0702021380100100072","C07020213801001000720000026",null,"申报企业自主确认为非招标产品、非中选产品或中选部件的附件（如覆盖螺丝、中央螺丝等）产品之一"]
["b8bf4938-9746-11eb-ac1c-fa163e311f19","7ca0f9dbabec41ff95fd2a9f4f4a7136","国械注准20183631719","牙种植体系统","威海威高洁丽康生物材料有限公司","威海威高洁丽康生物材料有限公司","0e843d7b-e0cc-11e9-953f-fa163e0a8baf","牙种植体系统-基台","φ3.4×Gh1.0","CW-M-AM-3410","钛合金","C0702021380100100072","C07020213801001000720000422",null,"申报企业自主确认为非招标产品、非中选产品或中选部件的附件（如覆盖螺丝、中央螺丝等）产品之一"]
["be560c11-9748-11eb-ac1c-fa163e311f19","7ca0f9dbabec41ff95fd2a9f4f4a7136","国械注准20183631719","牙种植体系统","威海威高洁丽康生物材料有限公司","威海威高洁丽康生物材料有限公司","0e843d7b-e0cc-11e9-953f-fa163e0a8baf","牙种植体系统-基台","φ4.0×Gh1.5","CW-M-AM-4015","钛合金","C0702021380100100072","C07020213801001000720000428",null,"申报企业自主确认为非招标产品、非中选产品或中选部件的附件（如覆盖螺丝、中央螺丝等）产品之一"]
["c078a585-9749-11eb-ac1c-fa163e311f19","7ca0f9dbabec41ff95fd2a9f4f4a7136","国械注准20183631719","牙种植体系统","威海威高洁丽康生物材料有限公司","威海威高洁丽康生物材料有限公司","0e843d7b-e0cc-11e9-953f-fa163e0a8baf","牙种植体系统-基台","φ5.5×Gh1.0","CW-M-AM-5510N","钛合金","C0702021380100100072","C07020213801001000720000430",null,"申报企业自主确认为非招标产品、非中选产品或中选部件的附件（如覆盖螺丝、中央螺丝等）产品之一"]
["c9149ca1-9748-11eb-ac1c-fa163e311f19","7ca0f9dbabec41ff95fd2a9f4f4a7136","国械注准20183631719","牙种植体系统","威海威高洁丽康生物材料有限公司","威海威高洁丽康生物材料有限公司","0e843d7b-e0cc-11e9-953f-fa163e0a8baf","牙种植体系统-基台","φ4.0×Gh2.5","CW-M-AM-4025","钛合金","C0702021380100100072","C07020213801001000720000438",null,"申报企业自主确认为非招标产品、非中选产品或中选部件的附件（如覆盖螺丝、中央螺丝等）产品之一"]
["cd97a269-9746-11eb-ac1c-fa163e311f19","7ca0f9dbabec41ff95fd2a9f4f4a7136","国械注准20183631719","牙种植体系统","威海威高洁丽康生物材料有限公司","威海威高洁丽康生物材料有限公司","0e843d7b-e0cc-11e9-953f-fa163e0a8baf","牙种植体系统-基台","φ3.4×Gh2.0","CW-M-AM-3420","钛合金","C0702021380100100072","C07020213801001000720000440",null,"申报企业自主确认为非招标产品、非中选产品或中选部件的附件（如覆盖螺丝、中央螺丝等）产品之一"]
["d38fe997-9748-11eb-ac1c-fa163e311f19","7ca0f9dbabec41ff95fd2a9f4f4a7136","国械注准20183631719","牙种植体系统","威海威高洁丽康生物材料有限公司","威海威高洁丽康生物材料有限公司","0e843d7b-e0cc-11e9-953f-fa163e0a8baf","牙种植体系统-基台","φ4.0×Gh4.0","CW-M-AM-4040","钛合金","C0702021380100100072","C07020213801001000720000444",null,"申报企业自主确认为非招标产品、非中选产品或中选部件的附件（如覆盖螺丝、中央螺丝等）产品之一"]
["d543943a-9749-11eb-ac1c-fa163e311f19","7ca0f9dbabec41ff95fd2a9f4f4a7136","国械注准20183631719","牙种植体系统","威海威高洁丽康生物材料有限公司","威海威高洁丽康生物材料有限公司","0e843d7b-e0cc-11e9-953f-fa163e0a8baf","牙种植体系统-基台","φ5.5×Gh3.0","CW-M-AM-5530N","钛合金","C0702021380100100072","C07020213801001000720000445",null,"申报企业自主确认为非招标产品、非中选产品或中选部件的附件（如覆盖螺丝、中央螺丝等）产品之一"]
["df98e098-9749-11eb-ac1c-fa163e311f19","7ca0f9dbabec41ff95fd2a9f4f4a7136","国械注准20183631719","牙种植体系统","威海威高洁丽康生物材料有限公司","威海威高洁丽康生物材料有限公司","0e843d7b-e0cc-11e9-953f-fa163e0a8baf","牙种植体系统-基台","φ5.5×Gh4.5","CW-M-AM-5545N","钛合金","C0702021380100100072","C07020213801001000720000450",null,"申报企业自主确认为非招标产品、非中选产品或中选部件的附件（如覆盖螺丝、中央螺丝等）产品之一"]
["30955b79-9768-11eb-ac1c-fa163e311f19","7ca0f9dbabec41ff95fd2a9f4f4a7136","国械注准20183631719","牙种植体系统","威海威高洁丽康生物材料有限公司","威海威高洁丽康生物材料有限公司","5d82fe8a-e0ca-11e9-953f-fa163e0a8baf","牙种植体系统-密封螺丝","φ3.8","CW-M-SS-38S","纯钛","C0702041390200100072","C07020413902001000720000012",null,"申报企业自主确认为非招标产品、非中选产品或中选部件的附件（如覆盖螺丝、中央螺丝等）产品之一"]
["41b36c16-9768-11eb-ac1c-fa163e311f19","7ca0f9dbabec41ff95fd2a9f4f4a7136","国械注准20183631719","牙种植体系统","威海威高洁丽康生物材料有限公司","威海威高洁丽康生物材料有限公司","5d82fe8a-e0ca-11e9-953f-fa163e0a8baf","牙种植体系统-密封螺丝","φ4.7","CW-M-SS-47S","纯钛","C0702041390200100072","C07020413902001000720000015",null,"申报企业自主确认为非招标产品、非中选产品或中选部件的附件（如覆盖螺丝、中央螺丝等）产品之一"]
["46edae76-9768-11eb-ac1c-fa163e311f19","7ca0f9dbabec41ff95fd2a9f4f4a7136","国械注准20183631719","牙种植体系统","威海威高洁丽康生物材料有限公司","威海威高洁丽康生物材料有限公司","5d82fe8a-e0ca-11e9-953f-fa163e0a8baf","牙种植体系统-密封螺丝","φ5.0","CW-M-SS-50S","纯钛","C0702041390200100072","C07020413902001000720000016",null,"申报企业自主确认为非招标产品、非中选产品或中选部件的附件（如覆盖螺丝、中央螺丝等）产品之一"]
["d617045f-e0f0-11e9-953f-fa163e0a8baf","7ca0f9dbabec41ff95fd2a9f4f4a7136","国械注准20183631719","牙种植体系统","威海威高洁丽康生物材料有限公司","威海威高洁丽康生物材料有限公司","5d82fe8a-e0ca-11e9-953f-fa163e0a8baf","牙种植体系统-密封螺丝","φ5.0","CW-M-SS-50","纯钛","C0702041390200100072","C07020413902001000720000001",null,"申报企业自主确认为非招标产品、非中选产品或中选部件的附件（如覆盖螺丝、中央螺丝等）产品之一"]
["d6172903-e0f0-11e9-953f-fa163e0a8baf","7ca0f9dbabec41ff95fd2a9f4f4a7136","国械注准20183631719","牙种植体系统","威海威高洁丽康生物材料有限公司","威海威高洁丽康生物材料有限公司","5d82fe8a-e0ca-11e9-953f-fa163e0a8baf","牙种植体系统-密封螺丝","φ6.0","CW-M-SS-60","纯钛","C0702041390200100072","C07020413902001000720000002",null,"申报企业自主确认为非招标产品、非中选产品或中选部件的附件（如覆盖螺丝、中央螺丝等）产品之一"]
["d617ebed-e0f0-11e9-953f-fa163e0a8baf","7ca0f9dbabec41ff95fd2a9f4f4a7136","国械注准20183631719","牙种植体系统","威海威高洁丽康生物材料有限公司","威海威高洁丽康生物材料有限公司","5d82fe8a-e0ca-11e9-953f-fa163e0a8baf","牙种植体系统-密封螺丝","φ3.1","CW-M-SS-31","纯钛","C0702041390200100072","C07020413902001000720000006",null,"申报企业自主确认为非招标产品、非中选产品或中选部件的附件（如覆盖螺丝、中央螺丝等）产品之一"]
["d6180439-e0f0-11e9-953f-fa163e0a8baf","7ca0f9dbabec41ff95fd2a9f4f4a7136","国械注准20183631719","牙种植体系统","威海威高洁丽康生物材料有限公司","威海威高洁丽康生物材料有限公司","5d82fe8a-e0ca-11e9-953f-fa163e0a8baf","牙种植体系统-密封螺丝","φ3.5","CW-M-SS-35","纯钛","C0702041390200100072","C07020413902001000720000007",null,"申报企业自主确认为非招标产品、非中选产品或中选部件的附件（如覆盖螺丝、中央螺丝等）产品之一"]
["d6183baa-e0f0-11e9-953f-fa163e0a8baf","7ca0f9dbabec41ff95fd2a9f4f4a7136","国械注准20183631719","牙种植体系统","威海威高洁丽康生物材料有限公司","威海威高洁丽康生物材料有限公司","5d82fe8a-e0ca-11e9-953f-fa163e0a8baf","牙种植体系统-密封螺丝","φ4.7","CW-M-SS-47","纯钛","C0702041390200100072","C07020413902001000720000010",null,"申报企业自主确认为非招标产品、非中选产品或中选部件的附件（如覆盖螺丝、中央螺丝等）产品之一"]
["317b9f12-48fb-11ed-9447-b4055d63f15c","7ca0f9dbabec41ff95fd2a9f4f4a7136","国械注准20183631719","牙种植体系统","威海威高洁丽康生物材料有限公司","威海威高洁丽康生物材料有限公司","85bb25a9-48fa-11ed-9447-b4055d63f15c","牙种植体系统-临时基台","φ4.0","CW-M-TB-40","纯钛","C0702021380000200072","C07020213800002000720000001",null,"申报企业自主确认为非招标产品、非中选产品或中选部件的附件（如覆盖螺丝、中央螺丝等）产品之一"]
["43faeaf3-48fb-11ed-9447-b4055d63f15c","7ca0f9dbabec41ff95fd2a9f4f4a7136","国械注准20183631719","牙种植体系统","威海威高洁丽康生物材料有限公司","威海威高洁丽康生物材料有限公司","85bb25a9-48fa-11ed-9447-b4055d63f15c","牙种植体系统-临时基台","φ4.5","CW-M-TB-45","纯钛","C0702021380000200072","C07020213800002000720000004",null,"申报企业自主确认为非招标产品、非中选产品或中选部件的附件（如覆盖螺丝、中央螺丝等）产品之一"]
["4cd75ad0-48fb-11ed-9447-b4055d63f15c","7ca0f9dbabec41ff95fd2a9f4f4a7136","国械注准20183631719","牙种植体系统","威海威高洁丽康生物材料有限公司","威海威高洁丽康生物材料有限公司","85bb25a9-48fa-11ed-9447-b4055d63f15c","牙种植体系统-临时基台","φ5.5","CW-M-TB-55","纯钛","C0702021380000200072","C07020213800002000720000006",null,"申报企业自主确认为非招标产品、非中选产品或中选部件的附件（如覆盖螺丝、中央螺丝等）产品之一"]
["511aa21b-e0f1-11e9-953f-fa163e0a8baf","7ca0f9dbabec41ff95fd2a9f4f4a7136","国械注准20183631719","牙种植体系统","威海威高洁丽康生物材料有限公司","威海威高洁丽康生物材料有限公司","8dc245e1-e0ca-11e9-953f-fa163e0a8baf","牙种植体系统","L115","CW-M-CS-115","钛合金","C0702041390200500072","C07020413902005000720000002",null,"申报企业自主确认为非招标产品、非中选产品或中选部件的附件（如覆盖螺丝、中央螺丝等）产品之一"]
["511aa40b-e0f1-11e9-953f-fa163e0a8baf","7ca0f9dbabec41ff95fd2a9f4f4a7136","国械注准20183631719","牙种植体系统","威海威高洁丽康生物材料有限公司","威海威高洁丽康生物材料有限公司","8dc245e1-e0ca-11e9-953f-fa163e0a8baf","牙种植体系统","L7.5","CW-M-CS-075","钛合金","C0702041390200500072","C07020413902005000720000003",null,"申报企业自主确认为非招标产品、非中选产品或中选部件的附件（如覆盖螺丝、中央螺丝等）产品之一"]
["511aa93d-e0f1-11e9-953f-fa163e0a8baf","7ca0f9dbabec41ff95fd2a9f4f4a7136","国械注准20183631719","牙种植体系统","威海威高洁丽康生物材料有限公司","威海威高洁丽康生物材料有限公司","8dc245e1-e0ca-11e9-953f-fa163e0a8baf","牙种植体系统","L8.0","CW-M-CS-080","钛合金","C0702041390200500072","C07020413902005000720000006",null,"申报企业自主确认为非招标产品、非中选产品或中选部件的附件（如覆盖螺丝、中央螺丝等）产品之一"]
["511aaab2-e0f1-11e9-953f-fa163e0a8baf","7ca0f9dbabec41ff95fd2a9f4f4a7136","国械注准20183631719","牙种植体系统","威海威高洁丽康生物材料有限公司","威海威高洁丽康生物材料有限公司","8dc245e1-e0ca-11e9-953f-fa163e0a8baf","牙种植体系统","L8.5","CW-M-CS-085","钛合金","C0702041390200500072","C07020413902005000720000007",null,"申报企业自主确认为非招标产品、非中选产品或中选部件的附件（如覆盖螺丝、中央螺丝等）产品之一"]
["511aaf1c-e0f1-11e9-953f-fa163e0a8baf","7ca0f9dbabec41ff95fd2a9f4f4a7136","国械注准20183631719","牙种植体系统","威海威高洁丽康生物材料有限公司","威海威高洁丽康生物材料有限公司","8dc245e1-e0ca-11e9-953f-fa163e0a8baf","牙种植体系统","L110","CW-M-CS-110","钛合金","C0702041390200500072","C07020413902005000720000010",null,"申报企业自主确认为非招标产品、非中选产品或中选部件的附件（如覆盖螺丝、中央螺丝等）产品之一"]
["7fc8a646-bd28-11eb-a006-0050568f9c84","4e33af38-bd03-11eb-a006-0050568f9c84","国械注准20203171012","牙种植体","广东中科安齿生物科技有限公司","广东中科安齿生物科技有限公司","c71d2f7f-bd27-11eb-a006-0050568f9c84","牙种植体-覆盖螺丝","Φ3.6, RP","AC014301","TA4G（GR4）纯钛","C0702041390200114114","C07020413902001141140000001",null,"申报企业自主确认为非招标产品、非中选产品或中选部件的附件（如覆盖螺丝、中央螺丝等）产品之一"]
["3f020120-bd28-11eb-a006-0050568f9c84","b3dcf246-bd05-11eb-a006-0050568f9c84","国械注准20213170009","基台系统","广东中科安齿生物科技有限公司","广东中科安齿生物科技有限公司","804a2169-bd27-11eb-a006-0050568f9c84","基台系统-中央螺丝","Φ2.3, NP","AS011806","TC4 ELI 钛合金","C0702041390200514114","C07020413902005141140000002",null,"申报企业自主确认为非招标产品、非中选产品或中选部件的附件（如覆盖螺丝、中央螺丝等）产品之一"]
["769be9af-491f-11ed-9447-b4055d63f15c","d1ff6559-f8b2-11ea-bf70-fa163e0a8baf","国械注进20163172245","种植体配套用基台及螺丝","诺贝尔生物公司Nobel Biocare AB","诺保科商贸（上海）有限公司","49d9f77b-491f-11ed-9447-b4055d63f15c","种植体配套用基台及螺丝-临时基台","Temporary Abut Non-Engaging CC WP 1.5mm",37825,null,"C0702021380000201453","C07020213800002014530000016","0107332747088205","申报企业自主确认为非招标产品、非中选产品或中选部件的附件（如覆盖螺丝、中央螺丝等）产品之一"]
["769ca848-491f-11ed-9447-b4055d63f15c","d1ff6559-f8b2-11ea-bf70-fa163e0a8baf","国械注进20163172245","种植体配套用基台及螺丝","诺贝尔生物公司Nobel Biocare AB","诺保科商贸（上海）有限公司","49d9f77b-491f-11ed-9447-b4055d63f15c","种植体配套用基台及螺丝-临时基台","Immediate Temporary Abutment CC NP 3.0mm",36655,null,"C0702021380000201453","C07020213800002014530000019",null,"申报企业自主确认为非招标产品、非中选产品或中选部件的附件（如覆盖螺丝、中央螺丝等）产品之一"]
["769cba56-491f-11ed-9447-b4055d63f15c","d1ff6559-f8b2-11ea-bf70-fa163e0a8baf","国械注进20163172245","种植体配套用基台及螺丝","诺贝尔生物公司Nobel Biocare AB","诺保科商贸（上海）有限公司","49d9f77b-491f-11ed-9447-b4055d63f15c","种植体配套用基台及螺丝-临时基台","Temporary Abutment CC Non‑Engaging NP",36661,null,"C0702021380000201453","C07020213800002014530000020","0107332747034318","申报企业自主确认为非招标产品、非中选产品或中选部件的附件（如覆盖螺丝、中央螺丝等）产品之一"]
["769ccfa8-491f-11ed-9447-b4055d63f15c","d1ff6559-f8b2-11ea-bf70-fa163e0a8baf","国械注进20163172245","种植体配套用基台及螺丝","诺贝尔生物公司Nobel Biocare AB","诺保科商贸（上海）有限公司","49d9f77b-491f-11ed-9447-b4055d63f15c","种植体配套用基台及螺丝-临时基台","Snap Temporary Abutment Engaging CC RP 3mm",38848,null,"C0702021380000201453","C07020213800002014530000022","0107332747115673","申报企业自主确认为非招标产品、非中选产品或中选部件的附件（如覆盖螺丝、中央螺丝等）产品之一"]
["769d0cbd-491f-11ed-9447-b4055d63f15c","d1ff6559-f8b2-11ea-bf70-fa163e0a8baf","国械注进20163172245","种植体配套用基台及螺丝","诺贝尔生物公司Nobel Biocare AB","诺保科商贸（上海）有限公司","49d9f77b-491f-11ed-9447-b4055d63f15c","种植体配套用基台及螺丝-临时基台","Snap Temporary Abutment Engaging CC NP 1.5mm",38760,null,"C0702021380000201453","C07020213800002014530000025","0107332747113891","申报企业自主确认为非招标产品、非中选产品或中选部件的附件（如覆盖螺丝、中央螺丝等）产品之一"]
["769d3282-491f-11ed-9447-b4055d63f15c","d1ff6559-f8b2-11ea-bf70-fa163e0a8baf","国械注进20163172245","种植体配套用基台及螺丝","诺贝尔生物公司Nobel Biocare AB","诺保科商贸（上海）有限公司","49d9f77b-491f-11ed-9447-b4055d63f15c","种植体配套用基台及螺丝-临时基台","Temporary Abutment CC Engaging",36663,null,"C0702021380000201453","C07020213800002014530000028","07332747034295","申报企业自主确认为非招标产品、非中选产品或中选部件的附件（如覆盖螺丝、中央螺丝等）产品之一"]
["769d3b01-491f-11ed-9447-b4055d63f15c","d1ff6559-f8b2-11ea-bf70-fa163e0a8baf","国械注进20163172245","种植体配套用基台及螺丝","诺贝尔生物公司Nobel Biocare AB","诺保科商贸（上海）有限公司","49d9f77b-491f-11ed-9447-b4055d63f15c","种植体配套用基台及螺丝-临时基台","Temporary Abut Engaging CC WP 1.5mm 临时基台抗旋转锥形连接 CC WP 1.5mm",37823,null,"C0702021380000201453","C07020213800002014530000029",null,"申报企业自主确认为非招标产品、非中选产品或中选部件的附件（如覆盖螺丝、中央螺丝等）产品之一"]
["769d5f7a-491f-11ed-9447-b4055d63f15c","d1ff6559-f8b2-11ea-bf70-fa163e0a8baf","国械注进20163172245","种植体配套用基台及螺丝","诺贝尔生物公司Nobel Biocare AB","诺保科商贸（上海）有限公司","49d9f77b-491f-11ed-9447-b4055d63f15c","种植体配套用基台及螺丝-临时基台","Temporary Abutment Non-Eng NblRpl NP",36835,null,"C0702021380000201453","C07020213800002014530000032","0107332747034684","申报企业自主确认为非招标产品、非中选产品或中选部件的附件（如覆盖螺丝、中央螺丝等）产品之一"]
["769d73b6-491f-11ed-9447-b4055d63f15c","d1ff6559-f8b2-11ea-bf70-fa163e0a8baf","国械注进20163172245","种植体配套用基台及螺丝","诺贝尔生物公司Nobel Biocare AB","诺保科商贸（上海）有限公司","49d9f77b-491f-11ed-9447-b4055d63f15c","种植体配套用基台及螺丝-临时基台","Snap Temporary Coping  Multi-Unit Titanium",38915,null,"C0702021380000201453","C07020213800002014530000034","0107332747116342","申报企业自主确认为非招标产品、非中选产品或中选部件的附件（如覆盖螺丝、中央螺丝等）产品之一"]
["769dd6f5-491f-11ed-9447-b4055d63f15c","d1ff6559-f8b2-11ea-bf70-fa163e0a8baf","国械注进20163172245","种植体配套用基台及螺丝","诺贝尔生物公司Nobel Biocare AB","诺保科商贸（上海）有限公司","49d9f77b-491f-11ed-9447-b4055d63f15c","种植体配套用基台及螺丝-临时基台","Immediate Temporary Abutment CC NP 1.5mm",36653,null,"C0702021380000201453","C07020213800002014530000037",null,"申报企业自主确认为非招标产品、非中选产品或中选部件的附件（如覆盖螺丝、中央螺丝等）产品之一"]
["769df255-491f-11ed-9447-b4055d63f15c","d1ff6559-f8b2-11ea-bf70-fa163e0a8baf","国械注进20163172245","种植体配套用基台及螺丝","诺贝尔生物公司Nobel Biocare AB","诺保科商贸（上海）有限公司","49d9f77b-491f-11ed-9447-b4055d63f15c","种植体配套用基台及螺丝-临时基台","On1 Temporary Abutment Engaging NP",38701,null,"C0702021380000201453","C07020213800002014530000038","0107332747113365","申报企业自主确认为非招标产品、非中选产品或中选部件的附件（如覆盖螺丝、中央螺丝等）产品之一"]
["769e0f99-491f-11ed-9447-b4055d63f15c","d1ff6559-f8b2-11ea-bf70-fa163e0a8baf","国械注进20163172245","种植体配套用基台及螺丝","诺贝尔生物公司Nobel Biocare AB","诺保科商贸（上海）有限公司","49d9f77b-491f-11ed-9447-b4055d63f15c","种植体配套用基台及螺丝-临时基台","Snap Temporary Abutment Engaging CC RP 1.5mm",38761,null,"C0702021380000201453","C07020213800002014530000041","0107332747115604","申报企业自主确认为非招标产品、非中选产品或中选部件的附件（如覆盖螺丝、中央螺丝等）产品之一"]
["769e1943-491f-11ed-9447-b4055d63f15c","d1ff6559-f8b2-11ea-bf70-fa163e0a8baf","国械注进20163172245","种植体配套用基台及螺丝","诺贝尔生物公司Nobel Biocare AB","诺保科商贸（上海）有限公司","49d9f77b-491f-11ed-9447-b4055d63f15c","种植体配套用基台及螺丝-临时基台","Temporary Abutment Engaging NblRpl NP",36834,null,"C0702021380000201453","C07020213800002014530000042","0107332747034691","申报企业自主确认为非招标产品、非中选产品或中选部件的附件（如覆盖螺丝、中央螺丝等）产品之一"]
["1dbbc3ee-3537-11eb-abe2-fa163e311f19","d1ff6559-f8b2-11ea-bf70-fa163e0a8baf","国械注进20163172245","种植体配套用基台及螺丝","诺贝尔生物公司Nobel Biocare AB","诺保科商贸（上海）有限公司","a315375d982211ecb3f890e2ba8d9d30","种植体配套用基台及螺丝-基台","30° Multi-Unit plus Abutment CC NP 4.5mm",38896,"钛合金","C0702021380100101453","C07020213801001014530000344","0107332747116151","申报企业自主确认为非招标产品、非中选产品或中选部件的附件（如覆盖螺丝、中央螺丝等）产品之一"]
["1dbc5388-3537-11eb-abe2-fa163e311f19","d1ff6559-f8b2-11ea-bf70-fa163e0a8baf","国械注进20163172245","种植体配套用基台及螺丝","诺贝尔生物公司Nobel Biocare AB","诺保科商贸（上海）有限公司","a315375d982211ecb3f890e2ba8d9d30","种植体配套用基台及螺丝-基台","17° Multi-Unit plus Abutment CC NP 3.5mm",38891,"钛合金","C0702021380100101453","C07020213801001014530000347","0107332747116106","申报企业自主确认为非招标产品、非中选产品或中选部件的附件（如覆盖螺丝、中央螺丝等）产品之一"]
["1dbc8b10-3537-11eb-abe2-fa163e311f19","d1ff6559-f8b2-11ea-bf70-fa163e0a8baf","国械注进20163172245","种植体配套用基台及螺丝","诺贝尔生物公司Nobel Biocare AB","诺保科商贸（上海）有限公司","a315375d982211ecb3f890e2ba8d9d30","种植体配套用基台及螺丝-基台","17° Multi-Unit plus Abutment CC RP 3.5mm",38892,"钛合金","C0702021380100101453","C07020213801001014530000350","0107332747116113","申报企业自主确认为非招标产品、非中选产品或中选部件的附件（如覆盖螺丝、中央螺丝等）产品之一"]
["1dbc91aa-3537-11eb-abe2-fa163e311f19","d1ff6559-f8b2-11ea-bf70-fa163e0a8baf","国械注进20163172245","种植体配套用基台及螺丝","诺贝尔生物公司Nobel Biocare AB","诺保科商贸（上海）有限公司","a315375d982211ecb3f890e2ba8d9d30","种植体配套用基台及螺丝-基台","30° Multi-Unit plus Abutment CC RP 3.5mm",38895,"钛合金","C0702021380100101453","C07020213801001014530000351","0107332747116144","申报企业自主确认为非招标产品、非中选产品或中选部件的附件（如覆盖螺丝、中央螺丝等）产品之一"]
["4ee44366-353a-11eb-abe2-fa163e311f19","d1ff6559-f8b2-11ea-bf70-fa163e0a8baf","国械注进20163172245","种植体配套用基台及螺丝","诺贝尔生物公司Nobel Biocare AB","诺保科商贸（上海）有限公司","a315375d982211ecb3f890e2ba8d9d30","种植体配套用基台及螺丝-基台","Universal Base External Hex WP 1.5mm",38229,"钛合金","C0702021380100101453","C07020213801001014530000227","0107332747096835","申报企业自主确认为非招标产品、非中选产品或中选部件的附件（如覆盖螺丝、中央螺丝等）产品之一"]
["4ee457d4-353a-11eb-abe2-fa163e311f19","d1ff6559-f8b2-11ea-bf70-fa163e0a8baf","国械注进20163172245","种植体配套用基台及螺丝","诺贝尔生物公司Nobel Biocare AB","诺保科商贸（上海）有限公司","a315375d982211ecb3f890e2ba8d9d30","种植体配套用基台及螺丝-基台","Universal Base External Hex RP 1.5mm",38228,"钛合金","C0702021380100101453","C07020213801001014530000230","0107332747096828","申报企业自主确认为非招标产品、非中选产品或中选部件的附件（如覆盖螺丝、中央螺丝等）产品之一"]
["5ea7fc62-3535-11eb-abe2-fa163e311f19","d1ff6559-f8b2-11ea-bf70-fa163e0a8baf","国械注进20163172245","种植体配套用基台及螺丝","诺贝尔生物公司Nobel Biocare AB","诺保科商贸（上海）有限公司","a315375d982211ecb3f890e2ba8d9d30","种植体配套用基台及螺丝-基台","Multi-unit Abutment CC NP 1.5mm",36611,"钛合金","C0702021380100101453","C07020213801001014530000232","0107332747032901","申报企业自主确认为非招标产品、非中选产品或中选部件的附件（如覆盖螺丝、中央螺丝等）产品之一"]
["5ea86311-3535-11eb-abe2-fa163e311f19","d1ff6559-f8b2-11ea-bf70-fa163e0a8baf","国械注进20163172245","种植体配套用基台及螺丝","诺贝尔生物公司Nobel Biocare AB","诺保科商贸（上海）有限公司","a315375d982211ecb3f890e2ba8d9d30","种植体配套用基台及螺丝-基台","Multi-unit Abutment CC RP 1.5mm",36616,"钛合金","C0702021380100101453","C07020213801001014530000233","0107332747032864","申报企业自主确认为非招标产品、非中选产品或中选部件的附件（如覆盖螺丝、中央螺丝等）产品之一"]
["5eb1bde2-3535-11eb-abe2-fa163e311f19","d1ff6559-f8b2-11ea-bf70-fa163e0a8baf","国械注进20163172245","种植体配套用基台及螺丝","诺贝尔生物公司Nobel Biocare AB","诺保科商贸（上海）有限公司","a315375d982211ecb3f890e2ba8d9d30","种植体配套用基台及螺丝-基台","Multi-unit Abutment CC NP 3.5mm",36624,"钛合金","C0702021380100101453","C07020213801001014530000236","0107332747032789","申报企业自主确认为非招标产品、非中选产品或中选部件的附件（如覆盖螺丝、中央螺丝等）产品之一"]
["5eb1ff50-3535-11eb-abe2-fa163e311f19","d1ff6559-f8b2-11ea-bf70-fa163e0a8baf","国械注进20163172245","种植体配套用基台及螺丝","诺贝尔生物公司Nobel Biocare AB","诺保科商贸（上海）有限公司","a315375d982211ecb3f890e2ba8d9d30","种植体配套用基台及螺丝-基台","Multi-unit Abutment CC RP 2.5mm",36617,"钛合金","C0702021380100101453","C07020213801001014530000237","0107332747032857","申报企业自主确认为非招标产品、非中选产品或中选部件的附件（如覆盖螺丝、中央螺丝等）产品之一"]
["68106605-3538-11eb-abe2-fa163e311f19","d1ff6559-f8b2-11ea-bf70-fa163e0a8baf","国械注进20163172245","种植体配套用基台及螺丝","诺贝尔生物公司Nobel Biocare AB","诺保科商贸（上海）有限公司","a315375d982211ecb3f890e2ba8d9d30","种植体配套用基台及螺丝-基台","Esthetic Abutment CC WP 7×8mm",37828,"钛合金","C0702021380100101453","C07020213801001014530000402","0107332747088175","申报企业自主确认为非招标产品、非中选产品或中选部件的附件（如覆盖螺丝、中央螺丝等）产品之一"]
["8aa25df4-352e-11eb-abe2-fa163e311f19","d1ff6559-f8b2-11ea-bf70-fa163e0a8baf","国械注进20163172245","种植体配套用基台及螺丝","诺贝尔生物公司Nobel Biocare AB","诺保科商贸（上海）有限公司","a315375d982211ecb3f890e2ba8d9d30","种植体配套用基台及螺丝-基台","On1 Esthetic Abutment Titanium 0.3 mm RP",38714,"钛合金","C0702021380100101453","C07020213801001014530000409","0107332747113495","申报企业自主确认为非招标产品、非中选产品或中选部件的附件（如覆盖螺丝、中央螺丝等）产品之一"]
["a9d7f5dd-3536-11eb-abe2-fa163e311f19","d1ff6559-f8b2-11ea-bf70-fa163e0a8baf","国械注进20163172245","种植体配套用基台及螺丝","诺贝尔生物公司Nobel Biocare AB","诺保科商贸（上海）有限公司","a315375d982211ecb3f890e2ba8d9d30","种植体配套用基台及螺丝-基台","Multi-Unit plus Abutment CC WP 2.5mm",38883,"钛合金","C0702021380100101453","C07020213801001014530000167","0107332747116021","申报企业自主确认为非招标产品、非中选产品或中选部件的附件（如覆盖螺丝、中央螺丝等）产品之一"]
["a9dfb2f8-3536-11eb-abe2-fa163e311f19","d1ff6559-f8b2-11ea-bf70-fa163e0a8baf","国械注进20163172245","种植体配套用基台及螺丝","诺贝尔生物公司Nobel Biocare AB","诺保科商贸（上海）有限公司","a315375d982211ecb3f890e2ba8d9d30","种植体配套用基台及螺丝-基台","Multi-Unit plus Abutment CC RP 4.5mm",38887,"钛合金","C0702021380100101453","C07020213801001014530000168","0107332747116069","申报企业自主确认为非招标产品、非中选产品或中选部件的附件（如覆盖螺丝、中央螺丝等）产品之一"]
["a9eb15a3-3536-11eb-abe2-fa163e311f19","d1ff6559-f8b2-11ea-bf70-fa163e0a8baf","国械注进20163172245","种植体配套用基台及螺丝","诺贝尔生物公司Nobel Biocare AB","诺保科商贸（上海）有限公司","a315375d982211ecb3f890e2ba8d9d30","种植体配套用基台及螺丝-基台","Multi-Unit plus Abutment CC NP 3.5mm",38884,"钛合金","C0702021380100101453","C07020213801001014530000171","0107332747116038","申报企业自主确认为非招标产品、非中选产品或中选部件的附件（如覆盖螺丝、中央螺丝等）产品之一"]
["a9eb17de-3536-11eb-abe2-fa163e311f19","d1ff6559-f8b2-11ea-bf70-fa163e0a8baf","国械注进20163172245","种植体配套用基台及螺丝","诺贝尔生物公司Nobel Biocare AB","诺保科商贸（上海）有限公司","a315375d982211ecb3f890e2ba8d9d30","种植体配套用基台及螺丝-基台","Multi-Unit plus Abutment CC RP 3.5mm",38885,"钛合金","C0702021380100101453","C07020213801001014530000172","0107332747116045","申报企业自主确认为非招标产品、非中选产品或中选部件的附件（如覆盖螺丝、中央螺丝等）产品之一"]
["be3a74bf-3539-11eb-abe2-fa163e311f19","d1ff6559-f8b2-11ea-bf70-fa163e0a8baf","国械注进20163172245","种植体配套用基台及螺丝","诺贝尔生物公司Nobel Biocare AB","诺保科商贸（上海）有限公司","a315375d982211ecb3f890e2ba8d9d30","种植体配套用基台及螺丝-基台","Universal Base CC WP 3mm",38218,"钛合金","C0702021380100101453","C07020213801001014530000184","0107332747096576","申报企业自主确认为非招标产品、非中选产品或中选部件的附件（如覆盖螺丝、中央螺丝等）产品之一"]
["be4b70af-3539-11eb-abe2-fa163e311f19","d1ff6559-f8b2-11ea-bf70-fa163e0a8baf","国械注进20163172245","种植体配套用基台及螺丝","诺贝尔生物公司Nobel Biocare AB","诺保科商贸（上海）有限公司","a315375d982211ecb3f890e2ba8d9d30","种植体配套用基台及螺丝-基台","Universal Base CC WP 1.5mm",38215,"钛合金","C0702021380100101453","C07020213801001014530000188","0107332747096545","申报企业自主确认为非招标产品、非中选产品或中选部件的附件（如覆盖螺丝、中央螺丝等）产品之一"]
["d4145ac6-096e-11ec-b658-0050568f9c84","d1ff6559-f8b2-11ea-bf70-fa163e0a8baf","国械注进20163172245","种植体配套用基台及螺丝","诺贝尔生物公司Nobel Biocare AB","诺保科商贸（上海）有限公司","a315375d982211ecb3f890e2ba8d9d30","种植体配套用基台及螺丝-基台","Snappy Abutment 4.0 CC WP 3mm",37835,"钛合金","C0702021380100101453","C07020213801001014530000264",null,"申报企业自主确认为非招标产品、非中选产品或中选部件的附件（如覆盖螺丝、中央螺丝等）产品之一"]
["d415c3ff-096e-11ec-b658-0050568f9c84","d1ff6559-f8b2-11ea-bf70-fa163e0a8baf","国械注进20163172245","种植体配套用基台及螺丝","诺贝尔生物公司Nobel Biocare AB","诺保科商贸（上海）有限公司","a315375d982211ecb3f890e2ba8d9d30","种植体配套用基台及螺丝-基台","Snappy Abutment 4.0 CC RP 3mm",36694,"钛合金","C0702021380100101453","C07020213801001014530000265",null,"申报企业自主确认为非招标产品、非中选产品或中选部件的附件（如覆盖螺丝、中央螺丝等）产品之一"]
["d41a6d34-096e-11ec-b658-0050568f9c84","d1ff6559-f8b2-11ea-bf70-fa163e0a8baf","国械注进20163172245","种植体配套用基台及螺丝","诺贝尔生物公司Nobel Biocare AB","诺保科商贸（上海）有限公司","a315375d982211ecb3f890e2ba8d9d30","种植体配套用基台及螺丝-基台","Snappy Abutment 5.5 CC WP 3mm",37837,"钛合金","C0702021380100101453","C07020213801001014530000268",null,"申报企业自主确认为非招标产品、非中选产品或中选部件的附件（如覆盖螺丝、中央螺丝等）产品之一"]
["d41f91fe-096e-11ec-b658-0050568f9c84","d1ff6559-f8b2-11ea-bf70-fa163e0a8baf","国械注进20163172245","种植体配套用基台及螺丝","诺贝尔生物公司Nobel Biocare AB","诺保科商贸（上海）有限公司","a315375d982211ecb3f890e2ba8d9d30","种植体配套用基台及螺丝-基台","Snappy Abutment 4.0 CC NP 1.5mm",36695,"钛合金","C0702021380100101453","C07020213801001014530000271",null,"申报企业自主确认为非招标产品、非中选产品或中选部件的附件（如覆盖螺丝、中央螺丝等）产品之一"]
["d42159e9-096e-11ec-b658-0050568f9c84","d1ff6559-f8b2-11ea-bf70-fa163e0a8baf","国械注进20163172245","种植体配套用基台及螺丝","诺贝尔生物公司Nobel Biocare AB","诺保科商贸（上海）有限公司","a315375d982211ecb3f890e2ba8d9d30","种植体配套用基台及螺丝-基台","Snappy Abutment 5.5 CC WP 1.5mm",37836,"钛合金","C0702021380100101453","C07020213801001014530000273",null,"申报企业自主确认为非招标产品、非中选产品或中选部件的附件（如覆盖螺丝、中央螺丝等）产品之一"]
["d422a752-096e-11ec-b658-0050568f9c84","d1ff6559-f8b2-11ea-bf70-fa163e0a8baf","国械注进20163172245","种植体配套用基台及螺丝","诺贝尔生物公司Nobel Biocare AB","诺保科商贸（上海）有限公司","a315375d982211ecb3f890e2ba8d9d30","种植体配套用基台及螺丝-基台","Snappy Abutment 5.5 CC RP 1.5mm",36682,"钛合金","C0702021380100101453","C07020213801001014530000274",null,"申报企业自主确认为非招标产品、非中选产品或中选部件的附件（如覆盖螺丝、中央螺丝等）产品之一"]
["d42548f6-096e-11ec-b658-0050568f9c84","d1ff6559-f8b2-11ea-bf70-fa163e0a8baf","国械注进20163172245","种植体配套用基台及螺丝","诺贝尔生物公司Nobel Biocare AB","诺保科商贸（上海）有限公司","a315375d982211ecb3f890e2ba8d9d30","种植体配套用基台及螺丝-基台","Snappy Abutment 4.0 CC RP Wide 3mm",36692,"钛合金","C0702021380100101453","C07020213801001014530000277",null,"申报企业自主确认为非招标产品、非中选产品或中选部件的附件（如覆盖螺丝、中央螺丝等）产品之一"]
["d610339b-3535-11eb-abe2-fa163e311f19","d1ff6559-f8b2-11ea-bf70-fa163e0a8baf","国械注进20163172245","种植体配套用基台及螺丝","诺贝尔生物公司Nobel Biocare AB","诺保科商贸（上海）有限公司","a315375d982211ecb3f890e2ba8d9d30","种植体配套用基台及螺丝-基台","30° Multi-Unit Abutment CC RP 4.5mm",36623,"钛合金","C0702021380100101453","C07020213801001014530000438","0107332747032796","申报企业自主确认为非招标产品、非中选产品或中选部件的附件（如覆盖螺丝、中央螺丝等）产品之一"]
["d61769d7-3535-11eb-abe2-fa163e311f19","d1ff6559-f8b2-11ea-bf70-fa163e0a8baf","国械注进20163172245","种植体配套用基台及螺丝","诺贝尔生物公司Nobel Biocare AB","诺保科商贸（上海）有限公司","a315375d982211ecb3f890e2ba8d9d30","种植体配套用基台及螺丝-基台","30° Multi-Unit Abutment CC NP 3.5mm",36620,"钛合金","C0702021380100101453","C07020213801001014530000441","0107332747032826","申报企业自主确认为非招标产品、非中选产品或中选部件的附件（如覆盖螺丝、中央螺丝等）产品之一"]
["d6316a38-3535-11eb-abe2-fa163e311f19","d1ff6559-f8b2-11ea-bf70-fa163e0a8baf","国械注进20163172245","种植体配套用基台及螺丝","诺贝尔生物公司Nobel Biocare AB","诺保科商贸（上海）有限公司","a315375d982211ecb3f890e2ba8d9d30","种植体配套用基台及螺丝-基台","17° Multi-Unit Abutment CC NP 3.5mm",36615,"钛合金","C0702021380100101453","C07020213801001014530000443","0107332747032871","申报企业自主确认为非招标产品、非中选产品或中选部件的附件（如覆盖螺丝、中央螺丝等）产品之一"]
["dae75344-352e-11eb-abe2-fa163e311f19","d1ff6559-f8b2-11ea-bf70-fa163e0a8baf","国械注进20163172245","种植体配套用基台及螺丝","诺贝尔生物公司Nobel Biocare AB","诺保科商贸（上海）有限公司","a315375d982211ecb3f890e2ba8d9d30","种植体配套用基台及螺丝-基台","On1 Universal Abutment 1.25mm RP",38710,"钛合金","C0702021380100101453","C07020213801001014530000214","0107332747113457","申报企业自主确认为非招标产品、非中选产品或中选部件的附件（如覆盖螺丝、中央螺丝等）产品之一"]
["daf01e6c-352e-11eb-abe2-fa163e311f19","d1ff6559-f8b2-11ea-bf70-fa163e0a8baf","国械注进20163172245","种植体配套用基台及螺丝","诺贝尔生物公司Nobel Biocare AB","诺保科商贸（上海）有限公司","a315375d982211ecb3f890e2ba8d9d30","种植体配套用基台及螺丝-基台","On1 Universal Abutment 1.25mm NP",38708,"钛合金","C0702021380100101453","C07020213801001014530000215","0107332747113433","申报企业自主确认为非招标产品、非中选产品或中选部件的附件（如覆盖螺丝、中央螺丝等）产品之一"]
["db173625-352e-11eb-abe2-fa163e311f19","d1ff6559-f8b2-11ea-bf70-fa163e0a8baf","国械注进20163172245","种植体配套用基台及螺丝","诺贝尔生物公司Nobel Biocare AB","诺保科商贸（上海）有限公司","a315375d982211ecb3f890e2ba8d9d30","种植体配套用基台及螺丝-基台","On1 Universal Abutment 1.25mm WP",38712,"钛合金","C0702021380100101453","C07020213801001014530000218","0107332747113471","申报企业自主确认为非招标产品、非中选产品或中选部件的附件（如覆盖螺丝、中央螺丝等）产品之一"]
["db17975a-352e-11eb-abe2-fa163e311f19","d1ff6559-f8b2-11ea-bf70-fa163e0a8baf","国械注进20163172245","种植体配套用基台及螺丝","诺贝尔生物公司Nobel Biocare AB","诺保科商贸（上海）有限公司","a315375d982211ecb3f890e2ba8d9d30","种植体配套用基台及螺丝-基台","On1 Universal Abutment 0.3mm RP",38709,"钛合金","C0702021380100101453","C07020213801001014530000219","0107332747113440","申报企业自主确认为非招标产品、非中选产品或中选部件的附件（如覆盖螺丝、中央螺丝等）产品之一"]
["fb9af55e-096e-11ec-b658-0050568f9c84","d1ff6559-f8b2-11ea-bf70-fa163e0a8baf","国械注进20163172245","种植体配套用基台及螺丝","诺贝尔生物公司Nobel Biocare AB","诺保科商贸（上海）有限公司","a315375d982211ecb3f890e2ba8d9d30","种植体配套用基台及螺丝-基台","Snappy Abutment 5.5 NblRpl NP 0.75mm",36826,"钛合金","C0702021380100101453","C07020213801001014530000290",null,"申报企业自主确认为非招标产品、非中选产品或中选部件的附件（如覆盖螺丝、中央螺丝等）产品之一"]
["8ee2719d-3533-11eb-abe2-fa163e311f19","d1ff6559-f8b2-11ea-bf70-fa163e0a8baf","国械注进20163172245","种植体配套用基台及螺丝","诺贝尔生物公司Nobel Biocare AB","诺保科商贸（上海）有限公司","a33ab946982211ecb3f890e2ba8d9d30","种植体配套用基台及螺丝","On1 Healing Cap NP 2.5 mm",38696,"钛合金","C0702031380100001453","C07020313801000014530000091","0107332747113310","申报企业自主确认为非招标产品、非中选产品或中选部件的附件（如覆盖螺丝、中央螺丝等）产品之一"]
["8ee32b50-3533-11eb-abe2-fa163e311f19","d1ff6559-f8b2-11ea-bf70-fa163e0a8baf","国械注进20163172245","种植体配套用基台及螺丝","诺贝尔生物公司Nobel Biocare AB","诺保科商贸（上海）有限公司","a33ab946982211ecb3f890e2ba8d9d30","种植体配套用基台及螺丝","On1 Healing Cap RP 1.5 mm",38697,"钛合金","C0702031380100001453","C07020313801000014530000094","0107332747113327","申报企业自主确认为非招标产品、非中选产品或中选部件的附件（如覆盖螺丝、中央螺丝等）产品之一"]
["8ee3338e-3533-11eb-abe2-fa163e311f19","d1ff6559-f8b2-11ea-bf70-fa163e0a8baf","国械注进20163172245","种植体配套用基台及螺丝","诺贝尔生物公司Nobel Biocare AB","诺保科商贸（上海）有限公司","a33ab946982211ecb3f890e2ba8d9d30","种植体配套用基台及螺丝","On1 Healing Cap NP 1.5 mm",38695,"钛合金","C0702031380100001453","C07020313801000014530000095","0107332747113303","申报企业自主确认为非招标产品、非中选产品或中选部件的附件（如覆盖螺丝、中央螺丝等）产品之一"]
["b1b3281d-353e-11eb-abe2-fa163e311f19","d1ff6559-f8b2-11ea-bf70-fa163e0a8baf","国械注进20163172245","种植体配套用基台及螺丝","诺贝尔生物公司Nobel Biocare AB","诺保科商贸（上海）有限公司","a33ab946982211ecb3f890e2ba8d9d30","种植体配套用基台及螺丝","Healing Abutment CC RP Ø5x7mm Bridge",36871,"钛合金","C0702031380100001453","C07020313801000014530000068","0107332747037890","申报企业自主确认为非招标产品、非中选产品或中选部件的附件（如覆盖螺丝、中央螺丝等）产品之一"]
["b1b343f8-353e-11eb-abe2-fa163e311f19","d1ff6559-f8b2-11ea-bf70-fa163e0a8baf","国械注进20163172245","种植体配套用基台及螺丝","诺贝尔生物公司Nobel Biocare AB","诺保科商贸（上海）有限公司","a33ab946982211ecb3f890e2ba8d9d30","种植体配套用基台及螺丝","Healing Abutment CC RP Ø5x5mm Bridge",36870,"钛合金","C0702031380100001453","C07020313801000014530000072","0107332747038002","申报企业自主确认为非招标产品、非中选产品或中选部件的附件（如覆盖螺丝、中央螺丝等）产品之一"]
["b1b46f65-353e-11eb-abe2-fa163e311f19","d1ff6559-f8b2-11ea-bf70-fa163e0a8baf","国械注进20163172245","种植体配套用基台及螺丝","诺贝尔生物公司Nobel Biocare AB","诺保科商贸（上海）有限公司","a33ab946982211ecb3f890e2ba8d9d30","种植体配套用基台及螺丝","Healing Abutment CC WP Ø6.5×3mm",37815,"钛合金","C0702031380100001453","C07020313801000014530000079","0107332747088304","申报企业自主确认为非招标产品、非中选产品或中选部件的附件（如覆盖螺丝、中央螺丝等）产品之一"]
["b1b4796d-353e-11eb-abe2-fa163e311f19","d1ff6559-f8b2-11ea-bf70-fa163e0a8baf","国械注进20163172245","种植体配套用基台及螺丝","诺贝尔生物公司Nobel Biocare AB","诺保科商贸（上海）有限公司","a33ab946982211ecb3f890e2ba8d9d30","种植体配套用基台及螺丝","Healing Abutment CC NP Ø4x5mm Bridge",36865,"钛合金","C0702031380100001453","C07020313801000014530000081","0107332747038033","申报企业自主确认为非招标产品、非中选产品或中选部件的附件（如覆盖螺丝、中央螺丝等）产品之一"]
["b1b4a242-353e-11eb-abe2-fa163e311f19","d1ff6559-f8b2-11ea-bf70-fa163e0a8baf","国械注进20163172245","种植体配套用基台及螺丝","诺贝尔生物公司Nobel Biocare AB","诺保科商贸（上海）有限公司","a33ab946982211ecb3f890e2ba8d9d30","种植体配套用基台及螺丝","Healing Abutment CC RP Ø5x3mm Bridge",36869,"钛合金","C0702031380100001453","C07020313801000014530000089","0107332747038019","申报企业自主确认为非招标产品、非中选产品或中选部件的附件（如覆盖螺丝、中央螺丝等）产品之一"]
["10cb7373-f686-11eb-b658-0050568f9c84","d1ff6559-f8b2-11ea-bf70-fa163e0a8baf","国械注进20163172245","种植体配套用基台及螺丝","诺贝尔生物公司Nobel Biocare AB","诺保科商贸（上海）有限公司","a3a75eac982211ecb3f890e2ba8d9d30","种植体配套用基台及螺丝","Cover Screw CC RP",36650,"钛合金","C0702041390200101453","C07020413902001014530000022","07332747034400","申报企业自主确认为非招标产品、非中选产品或中选部件的附件（如覆盖螺丝、中央螺丝等）产品之一"]
["310be560-f685-11eb-b658-0050568f9c84","d1ff6559-f8b2-11ea-bf70-fa163e0a8baf","国械注进20163172245","种植体配套用基台及螺丝","诺贝尔生物公司Nobel Biocare AB","诺保科商贸（上海）有限公司","a3a75eac982211ecb3f890e2ba8d9d30","种植体配套用基台及螺丝","Cover Screw NobelReplace 6.0",30087,"钛合金","C0702041390200101453","C07020413902001014530000025",null,"申报企业自主确认为非招标产品、非中选产品或中选部件的附件（如覆盖螺丝、中央螺丝等）产品之一"]
["3869a3f1-f685-11eb-b658-0050568f9c84","d1ff6559-f8b2-11ea-bf70-fa163e0a8baf","国械注进20163172245","种植体配套用基台及螺丝","诺贝尔生物公司Nobel Biocare AB","诺保科商贸（上海）有限公司","a3a75eac982211ecb3f890e2ba8d9d30","种植体配套用基台及螺丝","Cover Screw NobelReplace RP",29434,"钛合金","C0702041390200101453","C07020413902001014530000026",null,"申报企业自主确认为非招标产品、非中选产品或中选部件的附件（如覆盖螺丝、中央螺丝等）产品之一"]
["267b9a2a-f684-11eb-b658-0050568f9c84","d1ff6559-f8b2-11ea-bf70-fa163e0a8baf","国械注进20163172245","种植体配套用基台及螺丝","诺贝尔生物公司Nobel Biocare AB","诺保科商贸（上海）有限公司","fb381e23-f683-11eb-b658-0050568f9c84","种植体配套用基台及螺丝-基台螺丝","Abutment Screw CC NP",36917,"钛合金","C0702041390200501453","C07020413902005014530000034",null,"申报企业自主确认为非招标产品、非中选产品或中选部件的附件（如覆盖螺丝、中央螺丝等）产品之一"]
["2ead71f7-f684-11eb-b658-0050568f9c84","d1ff6559-f8b2-11ea-bf70-fa163e0a8baf","国械注进20163172245","种植体配套用基台及螺丝","诺贝尔生物公司Nobel Biocare AB","诺保科商贸（上海）有限公司","fb381e23-f683-11eb-b658-0050568f9c84","种植体配套用基台及螺丝-基台螺丝","Abutment Screw CC RP",36918,"钛合金","C0702041390200501453","C07020413902005014530000035",null,"申报企业自主确认为非招标产品、非中选产品或中选部件的附件（如覆盖螺丝、中央螺丝等）产品之一"]
["619bcd92-4933-11ed-9447-b4055d63f15c","d1ff6559-f8b2-11ea-bf70-fa163e0a8baf","国械注进20163172245","种植体配套用基台及螺丝","诺贝尔生物公司Nobel Biocare AB","诺保科商贸（上海）有限公司","fb381e23-f683-11eb-b658-0050568f9c84","种植体配套用基台及螺丝-基台螺丝","On1 Base CC NP 2.5 mm",38690,"钛合金","C0702041390200501453","C07020413902005014530000057","0107332747113259","申报企业自主确认为非招标产品、非中选产品或中选部件的附件（如覆盖螺丝、中央螺丝等）产品之一"]
["619c7731-4933-11ed-9447-b4055d63f15c","d1ff6559-f8b2-11ea-bf70-fa163e0a8baf","国械注进20163172245","种植体配套用基台及螺丝","诺贝尔生物公司Nobel Biocare AB","诺保科商贸（上海）有限公司","fb381e23-f683-11eb-b658-0050568f9c84","种植体配套用基台及螺丝-基台螺丝","On1 Base CC WP 2.5 mm",38694,"钛合金","C0702041390200501453","C07020413902005014530000060","0107332747113297","申报企业自主确认为非招标产品、非中选产品或中选部件的附件（如覆盖螺丝、中央螺丝等）产品之一"]
["619c9e40-4933-11ed-9447-b4055d63f15c","d1ff6559-f8b2-11ea-bf70-fa163e0a8baf","国械注进20163172245","种植体配套用基台及螺丝","诺贝尔生物公司Nobel Biocare AB","诺保科商贸（上海）有限公司","fb381e23-f683-11eb-b658-0050568f9c84","种植体配套用基台及螺丝-基台螺丝","On1 Base CC RP 1.75 mm",38691,"钛合金","C0702041390200501453","C07020413902005014530000063","0107332747113266","申报企业自主确认为非招标产品、非中选产品或中选部件的附件（如覆盖螺丝、中央螺丝等）产品之一"]
["9a5f997b-4f23-11ec-921a-0050568f9c84","d1ff6559-f8b2-11ea-bf70-fa163e0a8baf","国械注进20163172245","种植体配套用基台及螺丝","诺贝尔生物公司Nobel Biocare AB","诺保科商贸（上海）有限公司","fb381e23-f683-11eb-b658-0050568f9c84","种植体配套用基台及螺丝-基台螺丝","On1 Clinical Screw 1.75 mm RP On1 临床螺丝 1.75 mm RP",38746,"钛合金","C0702041390200501453","C07020413902005014530000047",null,"申报企业自主确认为非招标产品、非中选产品或中选部件的附件（如覆盖螺丝、中央螺丝等）产品之一"]
["9a6cc293-4f23-11ec-921a-0050568f9c84","d1ff6559-f8b2-11ea-bf70-fa163e0a8baf","国械注进20163172245","种植体配套用基台及螺丝","诺贝尔生物公司Nobel Biocare AB","诺保科商贸（上海）有限公司","fb381e23-f683-11eb-b658-0050568f9c84","种植体配套用基台及螺丝-基台螺丝","On1 Clinical Screw 2.5 mm NP On1 临床螺丝 2.5 mm NP",38745,"钛合金","C0702041390200501453","C07020413902005014530000050",null,"申报企业自主确认为非招标产品、非中选产品或中选部件的附件（如覆盖螺丝、中央螺丝等）产品之一"]
["9a7749fd-4f23-11ec-921a-0050568f9c84","d1ff6559-f8b2-11ea-bf70-fa163e0a8baf","国械注进20163172245","种植体配套用基台及螺丝","诺贝尔生物公司Nobel Biocare AB","诺保科商贸（上海）有限公司","fb381e23-f683-11eb-b658-0050568f9c84","种植体配套用基台及螺丝-基台螺丝","On1 Clinical Screw 2.5 mm RP On1 临床螺丝 2.5 mm RP",38747,"钛合金","C0702041390200501453","C07020413902005014530000053",null,"申报企业自主确认为非招标产品、非中选产品或中选部件的附件（如覆盖螺丝、中央螺丝等）产品之一"]
["ad3358aa-494b-11ed-9447-b4055d63f15c","1226938e-f7fa-11ea-bf70-fa163e0a8baf","国械注进20163170082","种植体配套用基台及螺钉 Abutments and Screws for Implants","诺贝尔生物公司Nobel Biocare AB","诺保科商贸（上海）有限公司","511d92cd-4949-11ed-9447-b4055d63f15c","种植体配套用基台及螺钉-基台","Multi-unit Abutment Brånemark System NP 2mm",29177,null,"C0702021380500101453","C07020213805001014530000002","0107332747003437","申报企业自主确认为非招标产品、非中选产品或中选部件的附件（如覆盖螺丝、中央螺丝等）产品之一"]
["ad336899-494b-11ed-9447-b4055d63f15c","1226938e-f7fa-11ea-bf70-fa163e0a8baf","国械注进20163170082","种植体配套用基台及螺钉 Abutments and Screws for Implants","诺贝尔生物公司Nobel Biocare AB","诺保科商贸（上海）有限公司","511d92cd-4949-11ed-9447-b4055d63f15c","种植体配套用基台及螺钉-基台","Multi-unit Abutment Brånemark System RP 1mm",29179,null,"C0702021380500101453","C07020213805001014530000003","0107332747003451","申报企业自主确认为非招标产品、非中选产品或中选部件的附件（如覆盖螺丝、中央螺丝等）产品之一"]
["ad338ab8-494b-11ed-9447-b4055d63f15c","1226938e-f7fa-11ea-bf70-fa163e0a8baf","国械注进20163170082","种植体配套用基台及螺钉 Abutments and Screws for Implants","诺贝尔生物公司Nobel Biocare AB","诺保科商贸（上海）有限公司","511d92cd-4949-11ed-9447-b4055d63f15c","种植体配套用基台及螺钉-基台","Multi-unit Abutment Brånemark System WP 1mm",29184,null,"C0702021380500101453","C07020213805001014530000006","0107332747003505","申报企业自主确认为非招标产品、非中选产品或中选部件的附件（如覆盖螺丝、中央螺丝等）产品之一"]
["ad33ba78-494b-11ed-9447-b4055d63f15c","1226938e-f7fa-11ea-bf70-fa163e0a8baf","国械注进20163170082","种植体配套用基台及螺钉 Abutments and Screws for Implants","诺贝尔生物公司Nobel Biocare AB","诺保科商贸（上海）有限公司","511d92cd-4949-11ed-9447-b4055d63f15c","种植体配套用基台及螺钉-基台","Multi-unit Abutment NobelReplace WP 3mm",29206,null,"C0702021380500101453","C07020213805001014530000007","0107332747003642","申报企业自主确认为非招标产品、非中选产品或中选部件的附件（如覆盖螺丝、中央螺丝等）产品之一"]
["ad33e5e8-494b-11ed-9447-b4055d63f15c","1226938e-f7fa-11ea-bf70-fa163e0a8baf","国械注进20163170082","种植体配套用基台及螺钉 Abutments and Screws for Implants","诺贝尔生物公司Nobel Biocare AB","诺保科商贸（上海）有限公司","511d92cd-4949-11ed-9447-b4055d63f15c","种植体配套用基台及螺钉-基台","15º Esthetic Abutment Brånemark System RP 1mm",32401,null,"C0702021380500101453","C07020213805001014530000010","0107332747002973","申报企业自主确认为非招标产品、非中选产品或中选部件的附件（如覆盖螺丝、中央螺丝等）产品之一"]
["ad33f1cd-494b-11ed-9447-b4055d63f15c","1226938e-f7fa-11ea-bf70-fa163e0a8baf","国械注进20163170082","种植体配套用基台及螺钉 Abutments and Screws for Implants","诺贝尔生物公司Nobel Biocare AB","诺保科商贸（上海）有限公司","511d92cd-4949-11ed-9447-b4055d63f15c","种植体配套用基台及螺钉-基台","Multi-unit Abutment NobelReplace RP 2mm",29200,null,"C0702021380500101453","C07020213805001014530000012","0107332747003659","申报企业自主确认为非招标产品、非中选产品或中选部件的附件（如覆盖螺丝、中央螺丝等）产品之一"]
["ad34178b-494b-11ed-9447-b4055d63f15c","1226938e-f7fa-11ea-bf70-fa163e0a8baf","国械注进20163170082","种植体配套用基台及螺钉 Abutments and Screws for Implants","诺贝尔生物公司Nobel Biocare AB","诺保科商贸（上海）有限公司","511d92cd-4949-11ed-9447-b4055d63f15c","种植体配套用基台及螺钉-基台","Multi-unit Abutment Brånemark System RP 3mm",29181,null,"C0702021380500101453","C07020213805001014530000015","0107332747003475","申报企业自主确认为非招标产品、非中选产品或中选部件的附件（如覆盖螺丝、中央螺丝等）产品之一"]
["ad341bff-494b-11ed-9447-b4055d63f15c","1226938e-f7fa-11ea-bf70-fa163e0a8baf","国械注进20163170082","种植体配套用基台及螺钉 Abutments and Screws for Implants","诺贝尔生物公司Nobel Biocare AB","诺保科商贸（上海）有限公司","511d92cd-4949-11ed-9447-b4055d63f15c","种植体配套用基台及螺钉-基台","Multi-unit Abutment NobelReplace NP 3mm",29198,null,"C0702021380500101453","C07020213805001014530000016","0107332747003574","申报企业自主确认为非招标产品、非中选产品或中选部件的附件（如覆盖螺丝、中央螺丝等）产品之一"]
["ad34420d-494b-11ed-9447-b4055d63f15c","1226938e-f7fa-11ea-bf70-fa163e0a8baf","国械注进20163170082","种植体配套用基台及螺钉 Abutments and Screws for Implants","诺贝尔生物公司Nobel Biocare AB","诺保科商贸（上海）有限公司","511d92cd-4949-11ed-9447-b4055d63f15c","种植体配套用基台及螺钉-基台","Multi-unit Abutment Brånemark System RP 2mm",29180,null,"C0702021380500101453","C07020213805001014530000019","0107332747003468","申报企业自主确认为非招标产品、非中选产品或中选部件的附件（如覆盖螺丝、中央螺丝等）产品之一"]
["ad3446a4-494b-11ed-9447-b4055d63f15c","1226938e-f7fa-11ea-bf70-fa163e0a8baf","国械注进20163170082","种植体配套用基台及螺钉 Abutments and Screws for Implants","诺贝尔生物公司Nobel Biocare AB","诺保科商贸（上海）有限公司","511d92cd-4949-11ed-9447-b4055d63f15c","种植体配套用基台及螺钉-基台","Multi-unit Abutment NobelReplace WP 2mm",29205,null,"C0702021380500101453","C07020213805001014530000020","0107332747003635","申报企业自主确认为非招标产品、非中选产品或中选部件的附件（如覆盖螺丝、中央螺丝等）产品之一"]
["ad349cea-494b-11ed-9447-b4055d63f15c","1226938e-f7fa-11ea-bf70-fa163e0a8baf","国械注进20163170082","种植体配套用基台及螺钉 Abutments and Screws for Implants","诺贝尔生物公司Nobel Biocare AB","诺保科商贸（上海）有限公司","511d92cd-4949-11ed-9447-b4055d63f15c","种植体配套用基台及螺钉-基台","Esthetic Abutment Brånemark System NP 2mm",32396,null,"C0702021380500101453","C07020213805001014530000022","0107332747003246","申报企业自主确认为非招标产品、非中选产品或中选部件的附件（如覆盖螺丝、中央螺丝等）产品之一"]
["ad34bbe4-494b-11ed-9447-b4055d63f15c","1226938e-f7fa-11ea-bf70-fa163e0a8baf","国械注进20163170082","种植体配套用基台及螺钉 Abutments and Screws for Implants","诺贝尔生物公司Nobel Biocare AB","诺保科商贸（上海）有限公司","511d92cd-4949-11ed-9447-b4055d63f15c","种植体配套用基台及螺钉-基台","Multi-unit Abutment Brånemark System RP 4mm",29182,null,"C0702021380500101453","C07020213805001014530000025","0107332747003482","申报企业自主确认为非招标产品、非中选产品或中选部件的附件（如覆盖螺丝、中央螺丝等）产品之一"]
["ad34ca04-494b-11ed-9447-b4055d63f15c","1226938e-f7fa-11ea-bf70-fa163e0a8baf","国械注进20163170082","种植体配套用基台及螺钉 Abutments and Screws for Implants","诺贝尔生物公司Nobel Biocare AB","诺保科商贸（上海）有限公司","511d92cd-4949-11ed-9447-b4055d63f15c","种植体配套用基台及螺钉-基台","Multi-unit Abutment NobelReplace RP 1mm",29199,null,"C0702021380500101453","C07020213805001014530000028","0107332747003581","申报企业自主确认为非招标产品、非中选产品或中选部件的附件（如覆盖螺丝、中央螺丝等）产品之一"]
["ad34ce3a-494b-11ed-9447-b4055d63f15c","1226938e-f7fa-11ea-bf70-fa163e0a8baf","国械注进20163170082","种植体配套用基台及螺钉 Abutments and Screws for Implants","诺贝尔生物公司Nobel Biocare AB","诺保科商贸（上海）有限公司","511d92cd-4949-11ed-9447-b4055d63f15c","种植体配套用基台及螺钉-基台","Multi-unit Abutment NobelReplace WP 1mm",29204,null,"C0702021380500101453","C07020213805001014530000029","0107332747003628","申报企业自主确认为非招标产品、非中选产品或中选部件的附件（如覆盖螺丝、中央螺丝等）产品之一"]
["ad34fc68-494b-11ed-9447-b4055d63f15c","1226938e-f7fa-11ea-bf70-fa163e0a8baf","国械注进20163170082","种植体配套用基台及螺钉 Abutments and Screws for Implants","诺贝尔生物公司Nobel Biocare AB","诺保科商贸（上海）有限公司","511d92cd-4949-11ed-9447-b4055d63f15c","种植体配套用基台及螺钉-基台","Multi-unit Abutment NobelReplace NP 1mm",29196,null,"C0702021380500101453","C07020213805001014530000032","0107332747003550","申报企业自主确认为非招标产品、非中选产品或中选部件的附件（如覆盖螺丝、中央螺丝等）产品之一"]
["c8e9a4c8-491a-11ed-9447-b4055d63f15c","1226938e-f7fa-11ea-bf70-fa163e0a8baf","国械注进20163170082","种植体配套用基台及螺钉 Abutments and Screws for Implants","诺贝尔生物公司Nobel Biocare AB","诺保科商贸（上海）有限公司","7e2c11b8-491a-11ed-9447-b4055d63f15c","种植体配套用基台及螺钉-临时基台","Temporary Abutment Non-Engaging NobelReplace 6.0",31457,null,"C0702021380000201453","C07020213800002014530000045","0107332747003772","申报企业自主确认为非招标产品、非中选产品或中选部件的附件（如覆盖螺丝、中央螺丝等）产品之一"]
["c8e9be66-491a-11ed-9447-b4055d63f15c","1226938e-f7fa-11ea-bf70-fa163e0a8baf","国械注进20163170082","种植体配套用基台及螺钉 Abutments and Screws for Implants","诺贝尔生物公司Nobel Biocare AB","诺保科商贸（上海）有限公司","7e2c11b8-491a-11ed-9447-b4055d63f15c","种植体配套用基台及螺钉-临时基台","Temporary Abutment Engaging Brånemark System NP",29028,null,"C0702021380000201453","C07020213800002014530000047","0107332747003673","申报企业自主确认为非招标产品、非中选产品或中选部件的附件（如覆盖螺丝、中央螺丝等）产品之一"]
["c8e9c107-491a-11ed-9447-b4055d63f15c","1226938e-f7fa-11ea-bf70-fa163e0a8baf","国械注进20163170082","种植体配套用基台及螺钉 Abutments and Screws for Implants","诺贝尔生物公司Nobel Biocare AB","诺保科商贸（上海）有限公司","7e2c11b8-491a-11ed-9447-b4055d63f15c","种植体配套用基台及螺钉-临时基台","Temporary Coping Multi-unit",29046,null,"C0702021380000201453","C07020213800002014530000048","0107332747003826","申报企业自主确认为非招标产品、非中选产品或中选部件的附件（如覆盖螺丝、中央螺丝等）产品之一"]
["c8e9c816-491a-11ed-9447-b4055d63f15c","1226938e-f7fa-11ea-bf70-fa163e0a8baf","国械注进20163170082","种植体配套用基台及螺钉 Abutments and Screws for Implants","诺贝尔生物公司Nobel Biocare AB","诺保科商贸（上海）有限公司","7e2c11b8-491a-11ed-9447-b4055d63f15c","种植体配套用基台及螺钉-临时基台","Temporary Abutment Engaging NobelReplace 6.0",31456,null,"C0702021380000201453","C07020213800002014530000051","0107332747003734","申报企业自主确认为非招标产品、非中选产品或中选部件的附件（如覆盖螺丝、中央螺丝等）产品之一"]
["c8e9dfad-491a-11ed-9447-b4055d63f15c","1226938e-f7fa-11ea-bf70-fa163e0a8baf","国械注进20163170082","种植体配套用基台及螺钉 Abutments and Screws for Implants","诺贝尔生物公司Nobel Biocare AB","诺保科商贸（上海）有限公司","7e2c11b8-491a-11ed-9447-b4055d63f15c","种植体配套用基台及螺钉-临时基台","Temporary Abutment Non-Engaging NobelReplace WP",29039,null,"C0702021380000201453","C07020213800002014530000052","0107332747003802","申报企业自主确认为非招标产品、非中选产品或中选部件的附件（如覆盖螺丝、中央螺丝等）产品之一"]
["c8e9efd2-491a-11ed-9447-b4055d63f15c","1226938e-f7fa-11ea-bf70-fa163e0a8baf","国械注进20163170082","种植体配套用基台及螺钉 Abutments and Screws for Implants","诺贝尔生物公司Nobel Biocare AB","诺保科商贸（上海）有限公司","7e2c11b8-491a-11ed-9447-b4055d63f15c","种植体配套用基台及螺钉-临时基台","Temporary Coping Multi-unit Brånemark System WP",29047,null,"C0702021380000201453","C07020213800002014530000055","0107332747003819","申报企业自主确认为非招标产品、非中选产品或中选部件的附件（如覆盖螺丝、中央螺丝等）产品之一"]
["334f5dba-348e-11eb-abe2-fa163e311f19","1226938e-f7fa-11ea-bf70-fa163e0a8baf","国械注进20163170082","种植体配套用基台及螺钉 Abutments and Screws for Implants","诺贝尔生物公司Nobel Biocare AB","诺保科商贸（上海）有限公司","a2957de0982211ecb3f890e2ba8d9d30","种植体配套用基台及螺钉","Cover Screw Brånemark System RP",28987,"钛合金","C0702041390200101453","C07020413902001014530000014","0107332747003239","申报企业自主确认为非招标产品、非中选产品或中选部件的附件（如覆盖螺丝、中央螺丝等）产品之一"]
["63ef6bda-348e-11eb-abe2-fa163e311f19","1226938e-f7fa-11ea-bf70-fa163e0a8baf","国械注进20163170082","种植体配套用基台及螺钉 Abutments and Screws for Implants","诺贝尔生物公司Nobel Biocare AB","诺保科商贸（上海）有限公司","a2957de0982211ecb3f890e2ba8d9d30","种植体配套用基台及螺钉","Brånemark System Zygoma Implant Cover Screw for TiUnite Implants",32424,"钛合金","C0702041390200101453","C07020413902001014530000008","0107332747003178","申报企业自主确认为非招标产品、非中选产品或中选部件的附件（如覆盖螺丝、中央螺丝等）产品之一"]
["25184a35-350a-11eb-abe2-fa163e311f19","1226938e-f7fa-11ea-bf70-fa163e0a8baf","国械注进20163170082","种植体配套用基台及螺钉 Abutments and Screws for Implants","诺贝尔生物公司Nobel Biocare AB","诺保科商贸（上海）有限公司","a3850604982211ecb3f890e2ba8d9d30","种植体配套用基台及螺钉","Healing Abutment Brånemark System NP Ø3.5x5mm",33442,"钛合金","C0702031380100001453","C07020313801000014530000115","0107332747003307","申报企业自主确认为非招标产品、非中选产品或中选部件的附件（如覆盖螺丝、中央螺丝等）产品之一"]
["2526aeec-350a-11eb-abe2-fa163e311f19","1226938e-f7fa-11ea-bf70-fa163e0a8baf","国械注进20163170082","种植体配套用基台及螺钉 Abutments and Screws for Implants","诺贝尔生物公司Nobel Biocare AB","诺保科商贸（上海）有限公司","a3850604982211ecb3f890e2ba8d9d30","种植体配套用基台及螺钉","Healing Abutment Brånemark System WP Ø6x5mm",29143,"钛合金","C0702031380100001453","C07020313801000014530000118","0107332747003406","申报企业自主确认为非招标产品、非中选产品或中选部件的附件（如覆盖螺丝、中央螺丝等）产品之一"]
["252b9654-350a-11eb-abe2-fa163e311f19","1226938e-f7fa-11ea-bf70-fa163e0a8baf","国械注进20163170082","种植体配套用基台及螺钉 Abutments and Screws for Implants","诺贝尔生物公司Nobel Biocare AB","诺保科商贸（上海）有限公司","a3850604982211ecb3f890e2ba8d9d30","种植体配套用基台及螺钉","Healing Abutment Brånemark System NP Ø3.5x3mm",33441,"钛合金","C0702031380100001453","C07020313801000014530000119","0107332747003291","申报企业自主确认为非招标产品、非中选产品或中选部件的附件（如覆盖螺丝、中央螺丝等）产品之一"]
["252bfa8f-350a-11eb-abe2-fa163e311f19","1226938e-f7fa-11ea-bf70-fa163e0a8baf","国械注进20163170082","种植体配套用基台及螺钉 Abutments and Screws for Implants","诺贝尔生物公司Nobel Biocare AB","诺保科商贸（上海）有限公司","a3850604982211ecb3f890e2ba8d9d30","种植体配套用基台及螺钉","Healing Abutment Brånemark System NP Ø4.5x3mm",33443,"钛合金","C0702031380100001453","C07020313801000014530000123","0107332747003314","申报企业自主确认为非招标产品、非中选产品或中选部件的附件（如覆盖螺丝、中央螺丝等）产品之一"]
["252bfd7a-350a-11eb-abe2-fa163e311f19","1226938e-f7fa-11ea-bf70-fa163e0a8baf","国械注进20163170082","种植体配套用基台及螺钉 Abutments and Screws for Implants","诺贝尔生物公司Nobel Biocare AB","诺保科商贸（上海）有限公司","a3850604982211ecb3f890e2ba8d9d30","种植体配套用基台及螺钉","Healing Abutment Brånemark System RP Ø4x3mm",33445,"钛合金","C0702031380100001453","C07020313801000014530000124","0107332747003338","申报企业自主确认为非招标产品、非中选产品或中选部件的附件（如覆盖螺丝、中央螺丝等）产品之一"]
["88bd48a4-3508-11eb-abe2-fa163e311f19","1226938e-f7fa-11ea-bf70-fa163e0a8baf","国械注进20163170082","种植体配套用基台及螺钉 Abutments and Screws for Implants","诺贝尔生物公司Nobel Biocare AB","诺保科商贸（上海）有限公司","a3850604982211ecb3f890e2ba8d9d30","种植体配套用基台及螺钉","Brånemark System Zygoma Healing Abutments Ø4x3mm (TiUnite)",32332,"钛合金","C0702031380100001453","C07020313801000014530000113","0107332747003161","申报企业自主确认为非招标产品、非中选产品或中选部件的附件（如覆盖螺丝、中央螺丝等）产品之一"]
["88eea083-3508-11eb-abe2-fa163e311f19","1226938e-f7fa-11ea-bf70-fa163e0a8baf","国械注进20163170082","种植体配套用基台及螺钉 Abutments and Screws for Implants","诺贝尔生物公司Nobel Biocare AB","诺保科商贸（上海）有限公司","a3850604982211ecb3f890e2ba8d9d30","种植体配套用基台及螺钉","Brånemark System Zygoma Healing Abutments Ø4x5mm (TiUnite)",32333,"钛合金","C0702031380100001453","C07020313801000014530000114","0107332747003208","申报企业自主确认为非招标产品、非中选产品或中选部件的附件（如覆盖螺丝、中央螺丝等）产品之一"]
["a22f2cc9-348d-11eb-abe2-fa163e311f19","1226938e-f7fa-11ea-bf70-fa163e0a8baf","国械注进20163170082","种植体配套用基台及螺钉 Abutments and Screws for Implants","诺贝尔生物公司Nobel Biocare AB","诺保科商贸（上海）有限公司","df23c567-33d2-11eb-abe2-fa163e311f19","种植体配套用基台及螺钉-基台","17°Multi-unit Abutment Brånemark System NP 2mm",29187,"钛合金","C0702021380100101453","C07020213801001014530000420","0107332747003000","申报企业自主确认为非招标产品、非中选产品或中选部件的附件（如覆盖螺丝、中央螺丝等）产品之一"]
["a22f3146-348d-11eb-abe2-fa163e311f19","1226938e-f7fa-11ea-bf70-fa163e0a8baf","国械注进20163170082","种植体配套用基台及螺钉 Abutments and Screws for Implants","诺贝尔生物公司Nobel Biocare AB","诺保科商贸（上海）有限公司","df23c567-33d2-11eb-abe2-fa163e311f19","种植体配套用基台及螺钉-基台","17°Multi-unit Abutment Brånemark System RP 2mm",29189,"钛合金","C0702021380100101453","C07020213801001014530000421","0107332747003024","申报企业自主确认为非招标产品、非中选产品或中选部件的附件（如覆盖螺丝、中央螺丝等）产品之一"]
["a22f3d11-348d-11eb-abe2-fa163e311f19","1226938e-f7fa-11ea-bf70-fa163e0a8baf","国械注进20163170082","种植体配套用基台及螺钉 Abutments and Screws for Implants","诺贝尔生物公司Nobel Biocare AB","诺保科商贸（上海）有限公司","df23c567-33d2-11eb-abe2-fa163e311f19","种植体配套用基台及螺钉-基台","17°Multi-unit Abutment Brånemark System RP 4mm",29191,"钛合金","C0702021380100101453","C07020213801001014530000424","0107332747003048","申报企业自主确认为非招标产品、非中选产品或中选部件的附件（如覆盖螺丝、中央螺丝等）产品之一"]
["a231d710-348d-11eb-abe2-fa163e311f19","1226938e-f7fa-11ea-bf70-fa163e0a8baf","国械注进20163170082","种植体配套用基台及螺钉 Abutments and Screws for Implants","诺贝尔生物公司Nobel Biocare AB","诺保科商贸（上海）有限公司","df23c567-33d2-11eb-abe2-fa163e311f19","种植体配套用基台及螺钉-基台","30°Multi-unit Abutment Brånemark System RP 4mm",29192,"钛合金","C0702021380100101453","C07020213801001014530000425","0107332747003109","申报企业自主确认为非招标产品、非中选产品或中选部件的附件（如覆盖螺丝、中央螺丝等）产品之一"]
["e49c0688-348c-11eb-abe2-fa163e311f19","1226938e-f7fa-11ea-bf70-fa163e0a8baf","国械注进20163170082","种植体配套用基台及螺钉 Abutments and Screws for Implants","诺贝尔生物公司Nobel Biocare AB","诺保科商贸（上海）有限公司","df23c567-33d2-11eb-abe2-fa163e311f19","种植体配套用基台及螺钉-基台","17°Multi-unit Abutment NobelReplace RP 4mm",29239,"钛合金","C0702021380100101453","C07020213801001014530000448","0107332747003093","申报企业自主确认为非招标产品、非中选产品或中选部件的附件（如覆盖螺丝、中央螺丝等）产品之一"]
["e49c0faa-348c-11eb-abe2-fa163e311f19","1226938e-f7fa-11ea-bf70-fa163e0a8baf","国械注进20163170082","种植体配套用基台及螺钉 Abutments and Screws for Implants","诺贝尔生物公司Nobel Biocare AB","诺保科商贸（上海）有限公司","df23c567-33d2-11eb-abe2-fa163e311f19","种植体配套用基台及螺钉-基台","30°Multi-unit Abutment NobelReplace RP 5mm",29241,"钛合金","C0702021380100101453","C07020213801001014530000450","0107332747003130","申报企业自主确认为非招标产品、非中选产品或中选部件的附件（如覆盖螺丝、中央螺丝等）产品之一"]
["29fee04b-9d2f-11e9-b4ed-fa163e0a8baf","68685d5427fc4a619de04020d7e2c3f7","国械备20181219号","替代体 Replicas","诺贝尔生物公司 Nobel Biocare AB","诺保科商贸（上海）有限公司","a2cc7723982211ecb3f890e2ba8d9d30","替代体","Implant Replica Brånemark System RP 5/pkg",29108,"金属","C0702041390200301453","C07020413902003014530000070",null,"申报企业自主确认为非招标产品、非中选产品或中选部件的附件（如覆盖螺丝、中央螺丝等）产品之一"]
["50de629f-9d2d-11e9-b4ed-fa163e0a8baf","68685d5427fc4a619de04020d7e2c3f7","国械备20181219号","替代体 Replicas","诺贝尔生物公司 Nobel Biocare AB","诺保科商贸（上海）有限公司","a2cc7723982211ecb3f890e2ba8d9d30","替代体","Implant Replica Snappy Abutment 4.0 NP",35982,"金属","C0702041390200301453","C07020413902003014530000074",null,"申报企业自主确认为非招标产品、非中选产品或中选部件的附件（如覆盖螺丝、中央螺丝等）产品之一"]
["50de683c-9d2d-11e9-b4ed-fa163e0a8baf","68685d5427fc4a619de04020d7e2c3f7","国械备20181219号","替代体 Replicas","诺贝尔生物公司 Nobel Biocare AB","诺保科商贸（上海）有限公司","a2cc7723982211ecb3f890e2ba8d9d30","替代体","Implant Replica Snappy Abutment 4.0 RP",35983,"金属","C0702041390200301453","C07020413902003014530000077",null,"申报企业自主确认为非招标产品、非中选产品或中选部件的附件（如覆盖螺丝、中央螺丝等）产品之一"]
["50de693d-9d2d-11e9-b4ed-fa163e0a8baf","68685d5427fc4a619de04020d7e2c3f7","国械备20181219号","替代体 Replicas","诺贝尔生物公司 Nobel Biocare AB","诺保科商贸（上海）有限公司","a2cc7723982211ecb3f890e2ba8d9d30","替代体","Implant Replica Snappy Abutment 5.5 WP",35856,"金属","C0702041390200301453","C07020413902003014530000078",null,"申报企业自主确认为非招标产品、非中选产品或中选部件的附件（如覆盖螺丝、中央螺丝等）产品之一"]
["50de6c02-9d2d-11e9-b4ed-fa163e0a8baf","68685d5427fc4a619de04020d7e2c3f7","国械备20181219号","替代体 Replicas","诺贝尔生物公司 Nobel Biocare AB","诺保科商贸（上海）有限公司","a2cc7723982211ecb3f890e2ba8d9d30","替代体","Implant Replica Snappy Abutment 5.5 NobRpl 6.0/Bmk WP",35857,"金属","C0702041390200301453","C07020413902003014530000081",null,"申报企业自主确认为非招标产品、非中选产品或中选部件的附件（如覆盖螺丝、中央螺丝等）产品之一"]
["650a49fd-9d2a-11e9-b4ed-fa163e0a8baf","68685d5427fc4a619de04020d7e2c3f7","国械备20181219号","替代体 Replicas","诺贝尔生物公司 Nobel Biocare AB","诺保科商贸（上海）有限公司","a2cc7723982211ecb3f890e2ba8d9d30","替代体","Multi-unit Abutment Plus Replica",38918,"金属","C0702041390200301453","C07020413902003014530000085",null,"申报企业自主确认为非招标产品、非中选产品或中选部件的附件（如覆盖螺丝、中央螺丝等）产品之一"]
["94c56254-42a3-11ec-921a-0050568f9c84","68685d5427fc4a619de04020d7e2c3f7","国械备20181219号","替代体 Replicas","诺贝尔生物公司 Nobel Biocare AB","诺保科商贸（上海）有限公司","a2cc7723982211ecb3f890e2ba8d9d30","替代体","On1 IOS Replica",38741,"金属","C0702041390200301453","C07020413902003014530000036",null,"申报企业自主确认为非招标产品、非中选产品或中选部件的附件（如覆盖螺丝、中央螺丝等）产品之一"]
["94c6a71b-42a3-11ec-921a-0050568f9c84","68685d5427fc4a619de04020d7e2c3f7","国械备20181219号","替代体 Replicas","诺贝尔生物公司 Nobel Biocare AB","诺保科商贸（上海）有限公司","a2cc7723982211ecb3f890e2ba8d9d30","替代体","On1 IOS Replica",38742,"金属","C0702041390200301453","C07020413902003014530000037",null,"申报企业自主确认为非招标产品、非中选产品或中选部件的附件（如覆盖螺丝、中央螺丝等）产品之一"]
["a1d0d130-9d2b-11e9-b4ed-fa163e0a8baf","68685d5427fc4a619de04020d7e2c3f7","国械备20181219号","替代体 Replicas","诺贝尔生物公司 Nobel Biocare AB","诺保科商贸（上海）有限公司","a2cc7723982211ecb3f890e2ba8d9d30","替代体","On1 Base Replica WP",38733,"金属","C0702041390200301453","C07020413902003014530000086",null,"申报企业自主确认为非招标产品、非中选产品或中选部件的附件（如覆盖螺丝、中央螺丝等）产品之一"]
["a1d0d732-9d2b-11e9-b4ed-fa163e0a8baf","68685d5427fc4a619de04020d7e2c3f7","国械备20181219号","替代体 Replicas","诺贝尔生物公司 Nobel Biocare AB","诺保科商贸（上海）有限公司","a2cc7723982211ecb3f890e2ba8d9d30","替代体","Implant Replica Conical Connection WP",37879,"金属","C0702041390200301453","C07020413902003014530000087",null,"申报企业自主确认为非招标产品、非中选产品或中选部件的附件（如覆盖螺丝、中央螺丝等）产品之一"]
["b6d9fc1f-9d2e-11e9-b4ed-fa163e0a8baf","68685d5427fc4a619de04020d7e2c3f7","国械备20181219号","替代体 Replicas","诺贝尔生物公司 Nobel Biocare AB","诺保科商贸（上海）有限公司","a2cc7723982211ecb3f890e2ba8d9d30","替代体","Implant Replica Brånemark System NP",31158,"金属","C0702041390200301453","C07020413902003014530000091",null,"申报企业自主确认为非招标产品、非中选产品或中选部件的附件（如覆盖螺丝、中央螺丝等）产品之一"]
["b6d9fd64-9d2e-11e9-b4ed-fa163e0a8baf","68685d5427fc4a619de04020d7e2c3f7","国械备20181219号","替代体 Replicas","诺贝尔生物公司 Nobel Biocare AB","诺保科商贸（上海）有限公司","a2cc7723982211ecb3f890e2ba8d9d30","替代体","Implant Replica Brånemark System WP",31160,"金属","C0702041390200301453","C07020413902003014530000092",null,"申报企业自主确认为非招标产品、非中选产品或中选部件的附件（如覆盖螺丝、中央螺丝等）产品之一"]
["adcc1cfb-0970-11ec-b658-0050568f9c84","402dfdb7-993b-11e9-b4ed-fa163e0a8baf","国械备20160363号","取模柱 Impression Copings","诺贝尔生物公司 Nobel Biocare AB","诺保科商贸（上海）有限公司","82a7450f-0970-11ec-b658-0050568f9c84","取模柱","\"Impression Coping Closed Tray Multi-unitImpression Coping Bar Closed Tray Multi-unit \"",29090,"不锈钢","C0702041390200301453","C07020413902003014530000033",null,"申报企业自主确认为非招标产品、非中选产品或中选部件的附件（如覆盖螺丝、中央螺丝等）产品之一"]
["317b99a4-9cce-11e9-b4ed-fa163e0a8baf","402dfdb7-993b-11e9-b4ed-fa163e0a8baf","国械备20160363号","取模柱 Impression Copings","诺贝尔生物公司 Nobel Biocare AB","诺保科商贸（上海）有限公司","85720d73-9ccd-11e9-b4ed-fa163e0a8baf","取模柱","Impression Coping Snappy Abutment 4.0 NobRpl 6.0/Bmk WP",35998,"尼龙","C0702041390100201453","C07020413901002014530000001",null,"申报企业自主确认为非招标产品、非中选产品或中选部件的附件（如覆盖螺丝、中央螺丝等）产品之一"]
["317ba3a9-9cce-11e9-b4ed-fa163e0a8baf","402dfdb7-993b-11e9-b4ed-fa163e0a8baf","国械备20160363号","取模柱 Impression Copings","诺贝尔生物公司 Nobel Biocare AB","诺保科商贸（上海）有限公司","85720d73-9ccd-11e9-b4ed-fa163e0a8baf","取模柱","Impression Coping Snappy Abutment 4.0 RP",35996,"尼龙","C0702041390100201453","C07020413901002014530000004",null,"申报企业自主确认为非招标产品、非中选产品或中选部件的附件（如覆盖螺丝、中央螺丝等）产品之一"]
["317ba5ac-9cce-11e9-b4ed-fa163e0a8baf","402dfdb7-993b-11e9-b4ed-fa163e0a8baf","国械备20160363号","取模柱 Impression Copings","诺贝尔生物公司 Nobel Biocare AB","诺保科商贸（上海）有限公司","85720d73-9ccd-11e9-b4ed-fa163e0a8baf","取模柱","Impression Coping Snappy Abutment 5.5 NobRpl 6.0/Bmk WP",35871,"尼龙","C0702041390100201453","C07020413901002014530000006",null,"申报企业自主确认为非招标产品、非中选产品或中选部件的附件（如覆盖螺丝、中央螺丝等）产品之一"]
["16d6281b-9d5f-11e9-b4ed-fa163e0a8baf","402dfdb7-993b-11e9-b4ed-fa163e0a8baf","国械备20160363号","取模柱 Impression Copings","诺贝尔生物公司 Nobel Biocare AB","诺保科商贸（上海）有限公司","a2bcc457982211ecb3f890e2ba8d9d30","取模柱","Impression Coping Open Tray Brånemark System WP Ø5mm",33461,"纯钛","C0702041390200201453","C07020413902002014530000118",null,"申报企业自主确认为非招标产品、非中选产品或中选部件的附件（如覆盖螺丝、中央螺丝等）产品之一"]
["16d62d6a-9d5f-11e9-b4ed-fa163e0a8baf","402dfdb7-993b-11e9-b4ed-fa163e0a8baf","国械备20160363号","取模柱 Impression Copings","诺贝尔生物公司 Nobel Biocare AB","诺保科商贸（上海）有限公司","a2bcc457982211ecb3f890e2ba8d9d30","取模柱","Impression Coping Open Tray Brånemark System RP Ø5mm",29072,"纯钛","C0702041390200201453","C07020413902002014530000119",null,"申报企业自主确认为非招标产品、非中选产品或中选部件的附件（如覆盖螺丝、中央螺丝等）产品之一"]
["16d630df-9d5f-11e9-b4ed-fa163e0a8baf","402dfdb7-993b-11e9-b4ed-fa163e0a8baf","国械备20160363号","取模柱 Impression Copings","诺贝尔生物公司 Nobel Biocare AB","诺保科商贸（上海）有限公司","a2bcc457982211ecb3f890e2ba8d9d30","取模柱","Impression Coping Open Tray Brånemark System NP Ø4.5mm",33459,"纯钛","C0702041390200201453","C07020413902002014530000122",null,"申报企业自主确认为非招标产品、非中选产品或中选部件的附件（如覆盖螺丝、中央螺丝等）产品之一"]
["16d631e8-9d5f-11e9-b4ed-fa163e0a8baf","402dfdb7-993b-11e9-b4ed-fa163e0a8baf","国械备20160363号","取模柱 Impression Copings","诺贝尔生物公司 Nobel Biocare AB","诺保科商贸（上海）有限公司","a2bcc457982211ecb3f890e2ba8d9d30","取模柱","Impression Coping Open Tray Brånemark System NP Ø3.5mm",33458,"纯钛","C0702041390200201453","C07020413902002014530000123",null,"申报企业自主确认为非招标产品、非中选产品或中选部件的附件（如覆盖螺丝、中央螺丝等）产品之一"]
["5865d9b3-9cd4-11e9-b4ed-fa163e0a8baf","402dfdb7-993b-11e9-b4ed-fa163e0a8baf","国械备20160363号","取模柱 Impression Copings","诺贝尔生物公司 Nobel Biocare AB","诺保科商贸（上海）有限公司","a2bcc457982211ecb3f890e2ba8d9d30","取模柱","Impression Coping Open Tray CC RP 12mm Bridge",36931,"纯钛","C0702041390200201453","C07020413902002014530000126",null,"申报企业自主确认为非招标产品、非中选产品或中选部件的附件（如覆盖螺丝、中央螺丝等）产品之一"]
["68e0374a-9ccc-11e9-b4ed-fa163e0a8baf","402dfdb7-993b-11e9-b4ed-fa163e0a8baf","国械备20160363号","取模柱 Impression Copings","诺贝尔生物公司 Nobel Biocare AB","诺保科商贸（上海）有限公司","a2bcc457982211ecb3f890e2ba8d9d30","取模柱","Impression Coping Open Tray Multi-unit Brånemark System WP",29091,"纯钛","C0702041390200201453","C07020413902002014530000146",null,"申报企业自主确认为非招标产品、非中选产品或中选部件的附件（如覆盖螺丝、中央螺丝等）产品之一"]
["a620bf39-9d4d-11e9-b4ed-fa163e0a8baf","402dfdb7-993b-11e9-b4ed-fa163e0a8baf","国械备20160363号","取模柱 Impression Copings","诺贝尔生物公司 Nobel Biocare AB","诺保科商贸（上海）有限公司","a2bcc457982211ecb3f890e2ba8d9d30","取模柱","Impression Coping Bar Brånemark System RP",29076,"纯钛","C0702041390200201453","C07020413902002014530000149",null,"申报企业自主确认为非招标产品、非中选产品或中选部件的附件（如覆盖螺丝、中央螺丝等）产品之一"]
["a620c312-9d4d-11e9-b4ed-fa163e0a8baf","402dfdb7-993b-11e9-b4ed-fa163e0a8baf","国械备20160363号","取模柱 Impression Copings","诺贝尔生物公司 Nobel Biocare AB","诺保科商贸（上海）有限公司","a2bcc457982211ecb3f890e2ba8d9d30","取模柱","Impression Coping Bar NobelReplace NP",29087,"纯钛","C0702041390200201453","C07020413902002014530000150",null,"申报企业自主确认为非招标产品、非中选产品或中选部件的附件（如覆盖螺丝、中央螺丝等）产品之一"]
["b2a74a7a-9d43-11e9-b4ed-fa163e0a8baf","402dfdb7-993b-11e9-b4ed-fa163e0a8baf","国械备20160363号","取模柱 Impression Copings","诺贝尔生物公司 Nobel Biocare AB","诺保科商贸（上海）有限公司","a2bcc457982211ecb3f890e2ba8d9d30","取模柱","On1 Impression Coping Closed Tray WP",38727,"纯钛","C0702041390200201453","C07020413902002014530000153",null,"申报企业自主确认为非招标产品、非中选产品或中选部件的附件（如覆盖螺丝、中央螺丝等）产品之一"]
["b2a74de7-9d43-11e9-b4ed-fa163e0a8baf","402dfdb7-993b-11e9-b4ed-fa163e0a8baf","国械备20160363号","取模柱 Impression Copings","诺贝尔生物公司 Nobel Biocare AB","诺保科商贸（上海）有限公司","a2bcc457982211ecb3f890e2ba8d9d30","取模柱","On1 Impression Coping Open Tray WP",38730,"纯钛","C0702041390200201453","C07020413902002014530000156",null,"申报企业自主确认为非招标产品、非中选产品或中选部件的附件（如覆盖螺丝、中央螺丝等）产品之一"]
["f3a06b0f-42a2-11ec-921a-0050568f9c84","402dfdb7-993b-11e9-b4ed-fa163e0a8baf","国械备20160363号","取模柱 Impression Copings","诺贝尔生物公司 Nobel Biocare AB","诺保科商贸（上海）有限公司","a2bcc457982211ecb3f890e2ba8d9d30","取模柱","Impression Coping Open Tray CC WP Ø6.5x14mm",37856,"纯钛","C0702041390200201453","C07020413902002014530000095",null,"申报企业自主确认为非招标产品、非中选产品或中选部件的附件（如覆盖螺丝、中央螺丝等）产品之一"]
["f3a1a56c-42a2-11ec-921a-0050568f9c84","402dfdb7-993b-11e9-b4ed-fa163e0a8baf","国械备20160363号","取模柱 Impression Copings","诺贝尔生物公司 Nobel Biocare AB","诺保科商贸（上海）有限公司","a2bcc457982211ecb3f890e2ba8d9d30","取模柱","Impression Coping Open Tray CC WP Ø5x14mm",37854,"纯钛","C0702041390200201453","C07020413902002014530000096",null,"申报企业自主确认为非招标产品、非中选产品或中选部件的附件（如覆盖螺丝、中央螺丝等）产品之一"]
["f3b6852c-42a2-11ec-921a-0050568f9c84","402dfdb7-993b-11e9-b4ed-fa163e0a8baf","国械备20160363号","取模柱 Impression Copings","诺贝尔生物公司 Nobel Biocare AB","诺保科商贸（上海）有限公司","a2bcc457982211ecb3f890e2ba8d9d30","取模柱","Impression Coping Closed Tray CC WP Ø6.5x13mm",37852,"纯钛","C0702041390200201453","C07020413902002014530000105",null,"申报企业自主确认为非招标产品、非中选产品或中选部件的附件（如覆盖螺丝、中央螺丝等）产品之一"]
["f3b936cb-42a2-11ec-921a-0050568f9c84","402dfdb7-993b-11e9-b4ed-fa163e0a8baf","国械备20160363号","取模柱 Impression Copings","诺贝尔生物公司 Nobel Biocare AB","诺保科商贸（上海）有限公司","a2bcc457982211ecb3f890e2ba8d9d30","取模柱","Impression Coping Closed Tray CC WP Ø5x13mm",37850,"纯钛","C0702041390200201453","C07020413902002014530000107",null,"申报企业自主确认为非招标产品、非中选产品或中选部件的附件（如覆盖螺丝、中央螺丝等）产品之一"]
["f3b95ccd-42a2-11ec-921a-0050568f9c84","402dfdb7-993b-11e9-b4ed-fa163e0a8baf","国械备20160363号","取模柱 Impression Copings","诺贝尔生物公司 Nobel Biocare AB","诺保科商贸（上海）有限公司","a2bcc457982211ecb3f890e2ba8d9d30","取模柱","Impression Coping Closed Tray Multi-unit Brånemark System WP",29092,"纯钛","C0702041390200201453","C07020413902002014530000112",null,"申报企业自主确认为非招标产品、非中选产品或中选部件的附件（如覆盖螺丝、中央螺丝等）产品之一"]
["72837782-4935-11ed-9447-b4055d63f15c","A9E2021B234D49F5B34A3720F6E5378A","国械注进20143635021","种植体、基台及配件EZ Plus Internal Implant System","MegaGen Implant Co., Ltd.  韩国美格真种植体有限公司","宁波美格真医疗器械有限公司","2610442e-4931-11ed-9447-b4055d63f15c","种植体、基台及配件","临时基台直径D1=3.95mm底部直径D2=2.30mm 临时基台长度L1=12.25mm","EPTN100","TA4","C0702021380000203094","C07020213800002030940000004","06970292040395","申报企业自主确认为非招标产品、非中选产品或中选部件的附件（如覆盖螺丝、中央螺丝等）产品之一"]
["9cebc00f-4935-11ed-9447-b4055d63f15c","A9E2021B234D49F5B34A3720F6E5378A","国械注进20143635021","种植体、基台及配件EZ Plus Internal Implant System","MegaGen Implant Co., Ltd.  韩国美格真种植体有限公司","宁波美格真医疗器械有限公司","2610442e-4931-11ed-9447-b4055d63f15c","种植体、基台及配件","临时基台直径D1=4.45mm 底部直径D2=2.30mm临时基台长度L1=13.00mm","EZITH100","TA4","C0702021380000203094","C07020213800002030940000008","06970292040425","申报企业自主确认为非招标产品、非中选产品或中选部件的附件（如覆盖螺丝、中央螺丝等）产品之一"]
["c59e6c73-4957-11ed-9447-b4055d63f15c","A9E2021B234D49F5B34A3720F6E5378A","国械注进20143635021","种植体、基台及配件EZ Plus Internal Implant System","MegaGen Implant Co., Ltd.  韩国美格真种植体有限公司","宁波美格真医疗器械有限公司","a662f7b8-4956-11ed-9447-b4055d63f15c","种植体、基台及配件-覆盖螺丝","覆盖螺钉D1=3.00 mm螺纹尺寸D2=M1.6x0.35Pmm L1=6.00mm","EPCS100","TC4ELI","C0702041390100103094","C07020413901001030940000001","06970292040289","申报企业自主确认为非招标产品、非中选产品或中选部件的附件（如覆盖螺丝、中央螺丝等）产品之一"]
["23ef9eac-4957-11ed-9447-b4055d63f15c","A9E2021B234D49F5B34A3720F6E5378A","国械注进20143635021","种植体、基台及配件EZ Plus Internal Implant System","MegaGen Implant Co., Ltd.  韩国美格真种植体有限公司","宁波美格真医疗器械有限公司","bab6d996-4956-11ed-9447-b4055d63f15c","种植体、基台及配件-基台螺丝","基台螺钉D1=2.30mm 螺纹尺寸D2=M2.0x0.40Pmm L1=10.80mm","AMAS100","TC4ELI","C0702041390100503094","C07020413901005030940000002","06970292040272","申报企业自主确认为非招标产品、非中选产品或中选部件的附件（如覆盖螺丝、中央螺丝等）产品之一"]
["87206e86-dbd8-11ec-9447-b4055d63f15c","9fb36f2c-8233-11eb-ace3-fa163e311f19","国械注进20163172214","基台及配件 AnyRidge Abutment and Component","韩国美格真种植体有限公司MegaGen Implant Co.,Ltd.","宁波美格真医疗器械有限公司","543c12cb-dbd7-11ec-9447-b4055d63f15c","基台及配件","直径D1=2.1mm 直径D2=M1.8*0.35P 长度L1=8mm","AANMSF","TC4ELI","C0702041390200503094","C07020413902005030940000003","06970292044652","申报企业自主确认为非招标产品、非中选产品或中选部件的附件（如覆盖螺丝、中央螺丝等）产品之一"]
["c584abd5-82ff-11eb-ace3-fa163e311f19","9fb36f2c-8233-11eb-ace3-fa163e311f19","国械注进20163172214","基台及配件 AnyRidge Abutment and Component","韩国美格真种植体有限公司MegaGen Implant Co.,Ltd.","宁波美格真医疗器械有限公司","a297af97982211ecb3f890e2ba8d9d30","基台及配件","直径D1=4.8mm 直径D2=M1.8*0.35P 长度L1=9mm 高度H1=3mm 最薄处壁厚H=0.5mm","AANOAF0020","TC4ELI","C0702021380100103094","C07020213801001030940000179","06970292044614","申报企业自主确认为非招标产品、非中选产品或中选部件的附件（如覆盖螺丝、中央螺丝等）产品之一"]
["c584c35d-82ff-11eb-ace3-fa163e311f19","9fb36f2c-8233-11eb-ace3-fa163e311f19","国械注进20163172214","基台及配件 AnyRidge Abutment and Component","韩国美格真种植体有限公司MegaGen Implant Co.,Ltd.","宁波美格真医疗器械有限公司","a297af97982211ecb3f890e2ba8d9d30","基台及配件","直径D1=4.8mm 直径D2=M1.8*0.35P 长度L1=10mm 高度H1=3mm 最薄处壁厚H=0.5mm","AANOAF0030","TC4ELI","C0702021380100103094","C07020213801001030940000180","06970292044621","申报企业自主确认为非招标产品、非中选产品或中选部件的附件（如覆盖螺丝、中央螺丝等）产品之一"]
["c58501ce-82ff-11eb-ace3-fa163e311f19","9fb36f2c-8233-11eb-ace3-fa163e311f19","国械注进20163172214","基台及配件 AnyRidge Abutment and Component","韩国美格真种植体有限公司MegaGen Implant Co.,Ltd.","宁波美格真医疗器械有限公司","a297af97982211ecb3f890e2ba8d9d30","基台及配件","直径D1=4.8mm 直径D2=M1.8*0.35P 长度L1=12mm 高度H1=3mm 最薄处壁厚H=0.5mm","AANOAF0050","TC4ELI","C0702021380100103094","C07020213801001030940000183","06970292044645","申报企业自主确认为非招标产品、非中选产品或中选部件的附件（如覆盖螺丝、中央螺丝等）产品之一"]
["a0c4c8b8-495f-11ed-9447-b4055d63f15c","33991ba1-c01b-11ea-8d16-fa163e0a8baf","国械注进20203170134","基台及配件 Abutment and Component","MegaGen Implant Co.,Ltd.韩国美格真种植体有限公司","宁波美格真医疗器械有限公司","683f2b34-495f-11ed-9447-b4055d63f15c","基台及配件-基台","直径D1=4mm 直径D2=2.55mm 长度L1=7mm 高度H1=3.01mm 厚度T1=0.05mm","AAOECO4007","TA4","C0702021380500103094","C07020213805001030940000126","06972013625942","申报企业自主确认为非招标产品、非中选产品或中选部件的附件（如覆盖螺丝、中央螺丝等）产品之一"]
["a0c586f5-495f-11ed-9447-b4055d63f15c","33991ba1-c01b-11ea-8d16-fa163e0a8baf","国械注进20203170134","基台及配件 Abutment and Component","MegaGen Implant Co.,Ltd.韩国美格真种植体有限公司","宁波美格真医疗器械有限公司","683f2b34-495f-11ed-9447-b4055d63f15c","基台及配件-基台","直径D1=4mm 直径D2=2.55mm 长度L1=7mm 厚度T1=0.05mm","AAOECN4007","TA4","C0702021380500103094","C07020213805001030940000129","06972013626000","申报企业自主确认为非招标产品、非中选产品或中选部件的附件（如覆盖螺丝、中央螺丝等）产品之一"]
["a0c5adf0-495f-11ed-9447-b4055d63f15c","33991ba1-c01b-11ea-8d16-fa163e0a8baf","国械注进20203170134","基台及配件 Abutment and Component","MegaGen Implant Co.,Ltd.韩国美格真种植体有限公司","宁波美格真医疗器械有限公司","683f2b34-495f-11ed-9447-b4055d63f15c","基台及配件-基台","直径D1=6mm 直径D2=2.55mm 长度L1=7mm 高度H1=3.01mm 厚度T1=0.05mm","AAOECO6007","TA4","C0702021380500103094","C07020213805001030940000131","06972013625980","申报企业自主确认为非招标产品、非中选产品或中选部件的附件（如覆盖螺丝、中央螺丝等）产品之一"]
["a0c5c4b1-495f-11ed-9447-b4055d63f15c","33991ba1-c01b-11ea-8d16-fa163e0a8baf","国械注进20203170134","基台及配件 Abutment and Component","MegaGen Implant Co.,Ltd.韩国美格真种植体有限公司","宁波美格真医疗器械有限公司","683f2b34-495f-11ed-9447-b4055d63f15c","基台及配件-基台","直径D1=4mm 直径D2=2.55mm 长度L1=5.5mm 高度H1=3.01mm 厚度T1=0.05mm","AAOECO4005","TA4","C0702021380500103094","C07020213805001030940000134","06972013625935","申报企业自主确认为非招标产品、非中选产品或中选部件的附件（如覆盖螺丝、中央螺丝等）产品之一"]
["a0c5cd05-495f-11ed-9447-b4055d63f15c","33991ba1-c01b-11ea-8d16-fa163e0a8baf","国械注进20203170134","基台及配件 Abutment and Component","MegaGen Implant Co.,Ltd.韩国美格真种植体有限公司","宁波美格真医疗器械有限公司","683f2b34-495f-11ed-9447-b4055d63f15c","基台及配件-基台","直径D1=5mm 直径D2=2.55mm 长度L1=7mm 高度H1=3.01mm 厚度T1=0.05mm","AAOECO5007","TA4","C0702021380500103094","C07020213805001030940000135","06972013625966","申报企业自主确认为非招标产品、非中选产品或中选部件的附件（如覆盖螺丝、中央螺丝等）产品之一"]
["048cc733-20ee-11ed-9447-b4055d63f15c","33991ba1-c01b-11ea-8d16-fa163e0a8baf","国械注进20203170134","基台及配件 Abutment and Component","MegaGen Implant Co.,Ltd.韩国美格真种植体有限公司","宁波美格真医疗器械有限公司","a2f3ff22982211ecb3f890e2ba8d9d30","基台及配件-覆盖螺丝","直径D1=2mm 长度L1=3.4mm 长度L2=1.7mm 高度H1=1.2mm","MUAS","TC4ELI","C0702041390200103094","C07020413902001030940000017","06972013626819","申报企业自主确认为非招标产品、非中选产品或中选部件的附件（如覆盖螺丝、中央螺丝等）产品之一"]
["089bf0b9-20ef-11ed-9447-b4055d63f15c","33991ba1-c01b-11ea-8d16-fa163e0a8baf","国械注进20203170134","基台及配件 Abutment and Component","MegaGen Implant Co.,Ltd.韩国美格真种植体有限公司","宁波美格真医疗器械有限公司","a2f3ff22982211ecb3f890e2ba8d9d30","基台及配件-覆盖螺丝","直径D1=2.5mm 螺纹直径D2=2mm 螺距=0.4mm 长度L1=4.5mm 长度L2=1mm","IRCS200","TC4ELI","C0702041390200103094","C07020413902001030940000018","06970292042573","申报企业自主确认为非招标产品、非中选产品或中选部件的附件（如覆盖螺丝、中央螺丝等）产品之一"]
["88bc4e02-c0e5-11ea-8d16-fa163e0a8baf","33991ba1-c01b-11ea-8d16-fa163e0a8baf","国械注进20203170134","基台及配件 Abutment and Component","MegaGen Implant Co.,Ltd.韩国美格真种植体有限公司","宁波美格真医疗器械有限公司","a2f3ff22982211ecb3f890e2ba8d9d30","基台及配件-覆盖螺丝","直径D1=3.5mm 螺纹直径D2=1.6mm 螺距=0.35mm 长度L1=7.55mm 高度H1=1.6mm","IA1620","TC4ELI","C0702041390200103094","C07020413902001030940000008","06972013626147","申报企业自主确认为非招标产品、非中选产品或中选部件的附件（如覆盖螺丝、中央螺丝等）产品之一"]
["88bc6ab9-c0e5-11ea-8d16-fa163e0a8baf","33991ba1-c01b-11ea-8d16-fa163e0a8baf","国械注进20203170134","基台及配件 Abutment and Component","MegaGen Implant Co.,Ltd.韩国美格真种植体有限公司","宁波美格真医疗器械有限公司","a2f3ff22982211ecb3f890e2ba8d9d30","基台及配件-覆盖螺丝","直径D1=3.5mm 螺纹直径D2=2mm 螺距=0.4mm 长度L1=7.25mm 高度H1=1.6mm","IA2020","TC4ELI","C0702041390200103094","C07020413902001030940000014","06972013626208","申报企业自主确认为非招标产品、非中选产品或中选部件的附件（如覆盖螺丝、中央螺丝等）产品之一"]
["88bc8f78-c0e5-11ea-8d16-fa163e0a8baf","33991ba1-c01b-11ea-8d16-fa163e0a8baf","国械注进20203170134","基台及配件 Abutment and Component","MegaGen Implant Co.,Ltd.韩国美格真种植体有限公司","宁波美格真医疗器械有限公司","a2f3ff22982211ecb3f890e2ba8d9d30","基台及配件-覆盖螺丝","直径D1=3.5mm 螺纹直径D2=1.8mm 螺距=0.35mm 长度L1=7.55mm 高度H1=1.6mm","IA1820","TC4ELI","C0702041390200103094","C07020413902001030940000011","06972013626178","申报企业自主确认为非招标产品、非中选产品或中选部件的附件（如覆盖螺丝、中央螺丝等）产品之一"]
["88bc9150-c0e5-11ea-8d16-fa163e0a8baf","33991ba1-c01b-11ea-8d16-fa163e0a8baf","国械注进20203170134","基台及配件 Abutment and Component","MegaGen Implant Co.,Ltd.韩国美格真种植体有限公司","宁波美格真医疗器械有限公司","a2f3ff22982211ecb3f890e2ba8d9d30","基台及配件-覆盖螺丝","直径D1=3.5mm 螺纹直径D2=1.8mm 螺距=0.35mm 长度L1=6.15mm 高度H1=1.6mm","IA1810","TC4ELI","C0702041390200103094","C07020413902001030940000010","06972013626161","申报企业自主确认为非招标产品、非中选产品或中选部件的附件（如覆盖螺丝、中央螺丝等）产品之一"]
["88bc9651-c0e5-11ea-8d16-fa163e0a8baf","33991ba1-c01b-11ea-8d16-fa163e0a8baf","国械注进20203170134","基台及配件 Abutment and Component","MegaGen Implant Co.,Ltd.韩国美格真种植体有限公司","宁波美格真医疗器械有限公司","a2f3ff22982211ecb3f890e2ba8d9d30","基台及配件-覆盖螺丝","直径D1=3.5mm 螺纹直径D2=2mm 螺距=0.4mm 长度L1=8.25mm 高度H1=1.6mm","IA2030","TC4ELI","C0702041390200103094","C07020413902001030940000015","06972013626215","申报企业自主确认为非招标产品、非中选产品或中选部件的附件（如覆盖螺丝、中央螺丝等）产品之一"]
["94d78bec-4963-11ed-9447-b4055d63f15c","33991ba1-c01b-11ea-8d16-fa163e0a8baf","国械注进20203170134","基台及配件 Abutment and Component","MegaGen Implant Co.,Ltd.韩国美格真种植体有限公司","宁波美格真医疗器械有限公司","a2f3ff22982211ecb3f890e2ba8d9d30","基台及配件-覆盖螺丝","直径D1=2mm 螺纹直径D2=1.8mm 螺距=0.35mm 长度L1=12.4mm 六角=1.2°","ARIHS1807","TC4ELI","C0702041390200103094","C07020413902001030940000021","06972013627083","申报企业自主确认为非招标产品、非中选产品或中选部件的附件（如覆盖螺丝、中央螺丝等）产品之一"]
["94d7b671-4963-11ed-9447-b4055d63f15c","33991ba1-c01b-11ea-8d16-fa163e0a8baf","国械注进20203170134","基台及配件 Abutment and Component","MegaGen Implant Co.,Ltd.韩国美格真种植体有限公司","宁波美格真医疗器械有限公司","a2f3ff22982211ecb3f890e2ba8d9d30","基台及配件-覆盖螺丝","直径D1=2mm 螺纹直径D2=2mm 螺距=0.4mm 长度L1=11.2mm 六角=1.2°","AOIHS2005","TC4ELI","C0702041390200103094","C07020413902001030940000023","06972013627106","申报企业自主确认为非招标产品、非中选产品或中选部件的附件（如覆盖螺丝、中央螺丝等）产品之一"]
["94d7c37c-4963-11ed-9447-b4055d63f15c","33991ba1-c01b-11ea-8d16-fa163e0a8baf","国械注进20203170134","基台及配件 Abutment and Component","MegaGen Implant Co.,Ltd.韩国美格真种植体有限公司","宁波美格真医疗器械有限公司","a2f3ff22982211ecb3f890e2ba8d9d30","基台及配件-覆盖螺丝","直径D1=2mm 螺纹直径D2=2mm 螺距=0.4mm 长度L1=13.2mm 六角=1.2°","AOIHS2007","TC4ELI","C0702041390200103094","C07020413902001030940000024","06972013627113","申报企业自主确认为非招标产品、非中选产品或中选部件的附件（如覆盖螺丝、中央螺丝等）产品之一"]
["577d5d3b-c0e5-11ea-8d16-fa163e0a8baf","33991ba1-c01b-11ea-8d16-fa163e0a8baf","国械注进20203170134","基台及配件 Abutment and Component","MegaGen Implant Co.,Ltd.韩国美格真种植体有限公司","宁波美格真医疗器械有限公司","a2fa448d982211ecb3f890e2ba8d9d30","基台及配件-基台","直径D1=5.8mm 螺纹直径D2=2mm 螺距=0.4mm 长度L1=11.75mm 高度H1=3mm","OA6035","TC4ELI","C0702021380100103094","C07020213801001030940000104","06972013625843","申报企业自主确认为非招标产品、非中选产品或中选部件的附件（如覆盖螺丝、中央螺丝等）产品之一"]
["577d6376-c0e5-11ea-8d16-fa163e0a8baf","33991ba1-c01b-11ea-8d16-fa163e0a8baf","国械注进20203170134","基台及配件 Abutment and Component","MegaGen Implant Co.,Ltd.韩国美格真种植体有限公司","宁波美格真医疗器械有限公司","a2fa448d982211ecb3f890e2ba8d9d30","基台及配件-基台","直径D1=4.8mm 螺纹直径D2=2mm 螺距=0.4mm 长度L1=13.75mm 高度H1=3mm","OA5055","TC4ELI","C0702021380100103094","C07020213801001030940000105","06972013625805","申报企业自主确认为非招标产品、非中选产品或中选部件的附件（如覆盖螺丝、中央螺丝等）产品之一"]
["577da290-c0e5-11ea-8d16-fa163e0a8baf","33991ba1-c01b-11ea-8d16-fa163e0a8baf","国械注进20203170134","基台及配件 Abutment and Component","MegaGen Implant Co.,Ltd.韩国美格真种植体有限公司","宁波美格真医疗器械有限公司","a2fa448d982211ecb3f890e2ba8d9d30","基台及配件-基台","直径D1=4.8mm 螺纹直径D2=2mm 螺距=0.4mm 长度L1=10.75mm 高度H1=3mm","OA5025","TC4ELI","C0702021380100103094","C07020213801001030940000108","06972013625775","申报企业自主确认为非招标产品、非中选产品或中选部件的附件（如覆盖螺丝、中央螺丝等）产品之一"]
["577da65b-c0e5-11ea-8d16-fa163e0a8baf","33991ba1-c01b-11ea-8d16-fa163e0a8baf","国械注进20203170134","基台及配件 Abutment and Component","MegaGen Implant Co.,Ltd.韩国美格真种植体有限公司","宁波美格真医疗器械有限公司","a2fa448d982211ecb3f890e2ba8d9d30","基台及配件-基台","直径D1=3.8mm 螺纹直径D2=2mm 螺距=0.4mm 长度L1=13.75mm 高度H1=3mm","OA4055","TC4ELI","C0702021380100103094","C07020213801001030940000110","06972013625744","申报企业自主确认为非招标产品、非中选产品或中选部件的附件（如覆盖螺丝、中央螺丝等）产品之一"]
["577dad3f-c0e5-11ea-8d16-fa163e0a8baf","33991ba1-c01b-11ea-8d16-fa163e0a8baf","国械注进20203170134","基台及配件 Abutment and Component","MegaGen Implant Co.,Ltd.韩国美格真种植体有限公司","宁波美格真医疗器械有限公司","a2fa448d982211ecb3f890e2ba8d9d30","基台及配件-基台","直径D1=3.8mm 螺纹直径D2=2mm 螺距=0.4mm 长度L1=10.75mm 高度H1=3mm","OA4025","TC4ELI","C0702021380100103094","C07020213801001030940000113","06972013625713","申报企业自主确认为非招标产品、非中选产品或中选部件的附件（如覆盖螺丝、中央螺丝等）产品之一"]
["577daefa-c0e5-11ea-8d16-fa163e0a8baf","33991ba1-c01b-11ea-8d16-fa163e0a8baf","国械注进20203170134","基台及配件 Abutment and Component","MegaGen Implant Co.,Ltd.韩国美格真种植体有限公司","宁波美格真医疗器械有限公司","a2fa448d982211ecb3f890e2ba8d9d30","基台及配件-基台","直径D1=4.8mm 螺纹直径D2=2mm 螺距=0.4mm 长度L1=9.75mm 高度H1=3mm","OA5015","TC4ELI","C0702021380100103094","C07020213801001030940000114","06972013625768","申报企业自主确认为非招标产品、非中选产品或中选部件的附件（如覆盖螺丝、中央螺丝等）产品之一"]
["577db3e9-c0e5-11ea-8d16-fa163e0a8baf","33991ba1-c01b-11ea-8d16-fa163e0a8baf","国械注进20203170134","基台及配件 Abutment and Component","MegaGen Implant Co.,Ltd.韩国美格真种植体有限公司","宁波美格真医疗器械有限公司","a2fa448d982211ecb3f890e2ba8d9d30","基台及配件-基台","直径D1=5.8mm 螺纹直径D2=2mm 螺距=0.4mm 长度L1=9.75mm 高度H1=3mm","OA6015","TC4ELI","C0702021380100103094","C07020213801001030940000117","06972013625829","申报企业自主确认为非招标产品、非中选产品或中选部件的附件（如覆盖螺丝、中央螺丝等）产品之一"]
["577db62c-c0e5-11ea-8d16-fa163e0a8baf","33991ba1-c01b-11ea-8d16-fa163e0a8baf","国械注进20203170134","基台及配件 Abutment and Component","MegaGen Implant Co.,Ltd.韩国美格真种植体有限公司","宁波美格真医疗器械有限公司","a2fa448d982211ecb3f890e2ba8d9d30","基台及配件-基台","直径D1=5.8mm 螺纹直径D2=2mm 螺距=0.4mm 长度L1=10.75mm 高度H1=3mm","OA6025","TC4ELI","C0702021380100103094","C07020213801001030940000118","06972013625836","申报企业自主确认为非招标产品、非中选产品或中选部件的附件（如覆盖螺丝、中央螺丝等）产品之一"]
["c09588ed-c0e5-11ea-8d16-fa163e0a8baf","33991ba1-c01b-11ea-8d16-fa163e0a8baf","国械注进20203170134","基台及配件 Abutment and Component","MegaGen Implant Co.,Ltd.韩国美格真种植体有限公司","宁波美格真医疗器械有限公司","a2fa448d982211ecb3f890e2ba8d9d30","基台及配件-基台","直径D1=5mm 长度L1=9.2mm 高度H2=3.3mm 厚度T1=0.14mm","MU5045N","TC4ELI","C0702021380100103094","C07020213801001030940000161","06972013626666","申报企业自主确认为非招标产品、非中选产品或中选部件的附件（如覆盖螺丝、中央螺丝等）产品之一"]
["c09b9079-c0e5-11ea-8d16-fa163e0a8baf","33991ba1-c01b-11ea-8d16-fa163e0a8baf","国械注进20203170134","基台及配件 Abutment and Component","MegaGen Implant Co.,Ltd.韩国美格真种植体有限公司","宁波美格真医疗器械有限公司","a2fa448d982211ecb3f890e2ba8d9d30","基台及配件-基台","直径D1=5mm 长度L1=8.2mm 高度H1=2.3mm 高度H2=3.3mm 厚度T1=0.25mm","AANMUH5040","TC4ELI","C0702021380100103094","C07020213801001030940000162","06972013626703","申报企业自主确认为非招标产品、非中选产品或中选部件的附件（如覆盖螺丝、中央螺丝等）产品之一"]
["c0a77d89-c0e5-11ea-8d16-fa163e0a8baf","33991ba1-c01b-11ea-8d16-fa163e0a8baf","国械注进20203170134","基台及配件 Abutment and Component","MegaGen Implant Co.,Ltd.韩国美格真种植体有限公司","宁波美格真医疗器械有限公司","a2fa448d982211ecb3f890e2ba8d9d30","基台及配件-基台","直径D1=5mm 长度L1=10.2mm 高度H1=2.5mm 高度H2=3.3mm 厚度T1=0.14mm","MU5055H","TC4ELI","C0702021380100103094","C07020213801001030940000165","06972013626628","申报企业自主确认为非招标产品、非中选产品或中选部件的附件（如覆盖螺丝、中央螺丝等）产品之一"]
["c0a7a31d-c0e5-11ea-8d16-fa163e0a8baf","33991ba1-c01b-11ea-8d16-fa163e0a8baf","国械注进20203170134","基台及配件 Abutment and Component","MegaGen Implant Co.,Ltd.韩国美格真种植体有限公司","宁波美格真医疗器械有限公司","a2fa448d982211ecb3f890e2ba8d9d30","基台及配件-基台","直径D1=5mm 长度L1=6.2mm 高度H2=3.3mm 厚度T1=0.2mm","AANMUN5020","TC4ELI","C0702021380100103094","C07020213801001030940000166","06972013626727","申报企业自主确认为非招标产品、非中选产品或中选部件的附件（如覆盖螺丝、中央螺丝等）产品之一"]
["c0a96a8a-c0e5-11ea-8d16-fa163e0a8baf","33991ba1-c01b-11ea-8d16-fa163e0a8baf","国械注进20203170134","基台及配件 Abutment and Component","MegaGen Implant Co.,Ltd.韩国美格真种植体有限公司","宁波美格真医疗器械有限公司","a2fa448d982211ecb3f890e2ba8d9d30","基台及配件-基台","直径D1=5mm 长度L1=9.2mm 高度H1=2.5mm 高度H2=3.3mm 厚度T1=0.14mm","MU5045H","TC4ELI","C0702021380100103094","C07020213801001030940000170","06972013626611","申报企业自主确认为非招标产品、非中选产品或中选部件的附件（如覆盖螺丝、中央螺丝等）产品之一"]
["c0a96dd3-c0e5-11ea-8d16-fa163e0a8baf","33991ba1-c01b-11ea-8d16-fa163e0a8baf","国械注进20203170134","基台及配件 Abutment and Component","MegaGen Implant Co.,Ltd.韩国美格真种植体有限公司","宁波美格真医疗器械有限公司","a2fa448d982211ecb3f890e2ba8d9d30","基台及配件-基台","直径D1=5mm 长度L1=8.2mm 高度H2=3.3mm 厚度T1=0.14mm","MU5035N","TC4ELI","C0702021380100103094","C07020213801001030940000171","06972013626659","申报企业自主确认为非招标产品、非中选产品或中选部件的附件（如覆盖螺丝、中央螺丝等）产品之一"]
["c0a99f04-c0e5-11ea-8d16-fa163e0a8baf","33991ba1-c01b-11ea-8d16-fa163e0a8baf","国械注进20203170134","基台及配件 Abutment and Component","MegaGen Implant Co.,Ltd.韩国美格真种植体有限公司","宁波美格真医疗器械有限公司","a2fa448d982211ecb3f890e2ba8d9d30","基台及配件-基台","直径D1=5mm 长度L1=8.2mm 高度H2=3.3mm 厚度T1=0.2mm","AANMUN5040","TC4ELI","C0702021380100103094","C07020213801001030940000174","06972013626741","申报企业自主确认为非招标产品、非中选产品或中选部件的附件（如覆盖螺丝、中央螺丝等）产品之一"]
["c0a9a1f4-c0e5-11ea-8d16-fa163e0a8baf","33991ba1-c01b-11ea-8d16-fa163e0a8baf","国械注进20203170134","基台及配件 Abutment and Component","MegaGen Implant Co.,Ltd.韩国美格真种植体有限公司","宁波美格真医疗器械有限公司","a2fa448d982211ecb3f890e2ba8d9d30","基台及配件-基台","直径D1=5mm 长度L1=7.2mm 高度H1=2.3mm 高度H2=3.3mm 厚度T1=0.25mm","AANMUH5030","TC4ELI","C0702021380100103094","C07020213801001030940000175","06972013626697","申报企业自主确认为非招标产品、非中选产品或中选部件的附件（如覆盖螺丝、中央螺丝等）产品之一"]
["c0a9c7e4-c0e5-11ea-8d16-fa163e0a8baf","33991ba1-c01b-11ea-8d16-fa163e0a8baf","国械注进20203170134","基台及配件 Abutment and Component","MegaGen Implant Co.,Ltd.韩国美格真种植体有限公司","宁波美格真医疗器械有限公司","a2fa448d982211ecb3f890e2ba8d9d30","基台及配件-基台","直径D1=5mm 长度L1=6.2mm 高度H2=3.3mm 厚度T1=0.14mm","MU5015N","TC4ELI","C0702021380100103094","C07020213801001030940000178","06972013626635","申报企业自主确认为非招标产品、非中选产品或中选部件的附件（如覆盖螺丝、中央螺丝等）产品之一"]
["d5d2f00c-c0e5-11ea-8d16-fa163e0a8baf","33991ba1-c01b-11ea-8d16-fa163e0a8baf","国械注进20203170134","基台及配件 Abutment and Component","MegaGen Implant Co.,Ltd.韩国美格真种植体有限公司","宁波美格真医疗器械有限公司","a2fa448d982211ecb3f890e2ba8d9d30","基台及配件-基台","直径D1=5mm 长度L1=10.99mm 高度H1=11.75mm 厚度T1=0.14mm 角度A=17°","MU50417N","TC4ELI","C0702021380100103094","C07020213801001030940000187","06972013626376","申报企业自主确认为非招标产品、非中选产品或中选部件的附件（如覆盖螺丝、中央螺丝等）产品之一"]
["d5d2fb5a-c0e5-11ea-8d16-fa163e0a8baf","33991ba1-c01b-11ea-8d16-fa163e0a8baf","国械注进20203170134","基台及配件 Abutment and Component","MegaGen Implant Co.,Ltd.韩国美格真种植体有限公司","宁波美格真医疗器械有限公司","a2fa448d982211ecb3f890e2ba8d9d30","基台及配件-基台","直径D1=5mm 长度L1=7.99mm 高度H1=9.25mm 厚度T1=0.14mm 角度A=17°","MU50117N","TC4ELI","C0702021380100103094","C07020213801001030940000190","06972013626345","申报企业自主确认为非招标产品、非中选产品或中选部件的附件（如覆盖螺丝、中央螺丝等）产品之一"]
["d5d2ff00-c0e5-11ea-8d16-fa163e0a8baf","33991ba1-c01b-11ea-8d16-fa163e0a8baf","国械注进20203170134","基台及配件 Abutment and Component","MegaGen Implant Co.,Ltd.韩国美格真种植体有限公司","宁波美格真医疗器械有限公司","a2fa448d982211ecb3f890e2ba8d9d30","基台及配件-基台","直径D1=5mm 长度L1=9.79mm 高度H1=2.3mm 高度H2=3.3mm 厚度T1=0.25mm 角度A=17°","AANMUH50317","TC4ELI","C0702021380100103094","C07020213801001030940000191","06972013626444","申报企业自主确认为非招标产品、非中选产品或中选部件的附件（如覆盖螺丝、中央螺丝等）产品之一"]
["d5d30988-c0e5-11ea-8d16-fa163e0a8baf","33991ba1-c01b-11ea-8d16-fa163e0a8baf","国械注进20203170134","基台及配件 Abutment and Component","MegaGen Implant Co.,Ltd.韩国美格真种植体有限公司","宁波美格真医疗器械有限公司","a2fa448d982211ecb3f890e2ba8d9d30","基台及配件-基台","直径D1=5mm 长度L1=10.99mm 高度H1=11.75mm 高度H2=2.5mm 厚度T1=0.14mm 角度A=17°","MU50417H","TC4ELI","C0702021380100103094","C07020213801001030940000194","06972013626291","申报企业自主确认为非招标产品、非中选产品或中选部件的附件（如覆盖螺丝、中央螺丝等）产品之一"]
["d5d30c9a-c0e5-11ea-8d16-fa163e0a8baf","33991ba1-c01b-11ea-8d16-fa163e0a8baf","国械注进20203170134","基台及配件 Abutment and Component","MegaGen Implant Co.,Ltd.韩国美格真种植体有限公司","宁波美格真医疗器械有限公司","a2fa448d982211ecb3f890e2ba8d9d30","基台及配件-基台","直径D1=5mm 长度L1=9.99mm 高度H1=10.75mm 厚度T1=0.14mm 角度A=17°","MU50317N","TC4ELI","C0702021380100103094","C07020213801001030940000195","06972013626369","申报企业自主确认为非招标产品、非中选产品或中选部件的附件（如覆盖螺丝、中央螺丝等）产品之一"]
["d5d317ad-c0e5-11ea-8d16-fa163e0a8baf","33991ba1-c01b-11ea-8d16-fa163e0a8baf","国械注进20203170134","基台及配件 Abutment and Component","MegaGen Implant Co.,Ltd.韩国美格真种植体有限公司","宁波美格真医疗器械有限公司","a2fa448d982211ecb3f890e2ba8d9d30","基台及配件-基台","直径D1=5mm 长度L1=7.79mm 高度H2=3.3mm 厚度T1=0.2mm 角度A=17°","AANMUN50117","TC4ELI","C0702021380100103094","C07020213801001030940000197","06972013626505","申报企业自主确认为非招标产品、非中选产品或中选部件的附件（如覆盖螺丝、中央螺丝等）产品之一"]
["d5d343b4-c0e5-11ea-8d16-fa163e0a8baf","33991ba1-c01b-11ea-8d16-fa163e0a8baf","国械注进20203170134","基台及配件 Abutment and Component","MegaGen Implant Co.,Ltd.韩国美格真种植体有限公司","宁波美格真医疗器械有限公司","a2fa448d982211ecb3f890e2ba8d9d30","基台及配件-基台","直径D1=5mm 长度L1=8.99mm 高度H1=9.75mm 高度H2=2.5mm 厚度T1=0.14mm 角度A=17°","MU50217H","TC4ELI","C0702021380100103094","C07020213801001030940000200","06972013626277","申报企业自主确认为非招标产品、非中选产品或中选部件的附件（如覆盖螺丝、中央螺丝等）产品之一"]
["e558e8f0-c0e5-11ea-8d16-fa163e0a8baf","33991ba1-c01b-11ea-8d16-fa163e0a8baf","国械注进20203170134","基台及配件 Abutment and Component","MegaGen Implant Co.,Ltd.韩国美格真种植体有限公司","宁波美格真医疗器械有限公司","a2fa448d982211ecb3f890e2ba8d9d30","基台及配件-基台","直径D1=5mm 长度L1=8.48mm 高度H1=12.75mm 高度H2=2.5mm 厚度T1=0.14mm 角度A=29°","MU50129H","TC4ELI","C0702021380100103094","C07020213801001030940000203","06972013626307","申报企业自主确认为非招标产品、非中选产品或中选部件的附件（如覆盖螺丝、中央螺丝等）产品之一"]
["e558eb3b-c0e5-11ea-8d16-fa163e0a8baf","33991ba1-c01b-11ea-8d16-fa163e0a8baf","国械注进20203170134","基台及配件 Abutment and Component","MegaGen Implant Co.,Ltd.韩国美格真种植体有限公司","宁波美格真医疗器械有限公司","a2fa448d982211ecb3f890e2ba8d9d30","基台及配件-基台","直径D1=5mm 长度L1=10.48mm 高度H1=9.25mm 高度H2=2.5mm 厚度T1=0.14mm 角度A=29°","MU50329H","TC4ELI","C0702021380100103094","C07020213801001030940000204","06972013626321","申报企业自主确认为非招标产品、非中选产品或中选部件的附件（如覆盖螺丝、中央螺丝等）产品之一"]
["e558f147-c0e5-11ea-8d16-fa163e0a8baf","33991ba1-c01b-11ea-8d16-fa163e0a8baf","国械注进20203170134","基台及配件 Abutment and Component","MegaGen Implant Co.,Ltd.韩国美格真种植体有限公司","宁波美格真医疗器械有限公司","a2fa448d982211ecb3f890e2ba8d9d30","基台及配件-基台","直径D1=5mm 长度L1=11.28mm 高度H1=2.3mm 高度H2=3.3mm 厚度T1=0.25mm 角度A=29°","AANMUH50429","TC4ELI","C0702021380100103094","C07020213801001030940000207","06972013626499","申报企业自主确认为非招标产品、非中选产品或中选部件的附件（如覆盖螺丝、中央螺丝等）产品之一"]
["e558f318-c0e5-11ea-8d16-fa163e0a8baf","33991ba1-c01b-11ea-8d16-fa163e0a8baf","国械注进20203170134","基台及配件 Abutment and Component","MegaGen Implant Co.,Ltd.韩国美格真种植体有限公司","宁波美格真医疗器械有限公司","a2fa448d982211ecb3f890e2ba8d9d30","基台及配件-基台","直径D1=5mm 长度L1=11.48mm 高度H1=9.75mm 高度H2=2.5mm 厚度T1=0.14mm 角度A=29°","MU50429H","TC4ELI","C0702021380100103094","C07020213801001030940000208","06972013626338","申报企业自主确认为非招标产品、非中选产品或中选部件的附件（如覆盖螺丝、中央螺丝等）产品之一"]
["e558f9d0-c0e5-11ea-8d16-fa163e0a8baf","33991ba1-c01b-11ea-8d16-fa163e0a8baf","国械注进20203170134","基台及配件 Abutment and Component","MegaGen Implant Co.,Ltd.韩国美格真种植体有限公司","宁波美格真医疗器械有限公司","a2fa448d982211ecb3f890e2ba8d9d30","基台及配件-基台","直径D1=5mm 长度L1=10.48mm 高度H1=9.25mm 厚度T1=0.14mm 角度A=29°","MU50329N","TC4ELI","C0702021380100103094","C07020213801001030940000212","06972013626406","申报企业自主确认为非招标产品、非中选产品或中选部件的附件（如覆盖螺丝、中央螺丝等）产品之一"]
["e558fb72-c0e5-11ea-8d16-fa163e0a8baf","33991ba1-c01b-11ea-8d16-fa163e0a8baf","国械注进20203170134","基台及配件 Abutment and Component","MegaGen Implant Co.,Ltd.韩国美格真种植体有限公司","宁波美格真医疗器械有限公司","a2fa448d982211ecb3f890e2ba8d9d30","基台及配件-基台","直径D1=5mm 长度L1=9.48mm 高度H1=13.75mm 厚度T1=0.14mm 角度A=29°","MU50229N","TC4ELI","C0702021380100103094","C07020213801001030940000213","06972013626390","申报企业自主确认为非招标产品、非中选产品或中选部件的附件（如覆盖螺丝、中央螺丝等）产品之一"]
["e55902f5-c0e5-11ea-8d16-fa163e0a8baf","33991ba1-c01b-11ea-8d16-fa163e0a8baf","国械注进20203170134","基台及配件 Abutment and Component","MegaGen Implant Co.,Ltd.韩国美格真种植体有限公司","宁波美格真医疗器械有限公司","a2fa448d982211ecb3f890e2ba8d9d30","基台及配件-基台","直径D1=5mm 长度L1=8.48mm 高度H1=12.75mm 厚度T1=0.14mm 角度A=29°","MU50129N","TC4ELI","C0702021380100103094","C07020213801001030940000216","06972013626383","申报企业自主确认为非招标产品、非中选产品或中选部件的附件（如覆盖螺丝、中央螺丝等）产品之一"]
["e55904df-c0e5-11ea-8d16-fa163e0a8baf","33991ba1-c01b-11ea-8d16-fa163e0a8baf","国械注进20203170134","基台及配件 Abutment and Component","MegaGen Implant Co.,Ltd.韩国美格真种植体有限公司","宁波美格真医疗器械有限公司","a2fa448d982211ecb3f890e2ba8d9d30","基台及配件-基台","直径D1=5mm 长度L1=8.28mm 高度H1=2.3mm 高度H2=3.3mm 厚度T1=0.25mm 角度A=29°","AANMUH50129","TC4ELI","C0702021380100103094","C07020213801001030940000217","06972013626468","申报企业自主确认为非招标产品、非中选产品或中选部件的附件（如覆盖螺丝、中央螺丝等）产品之一"]
["0294bdd0-c0e6-11ea-8d16-fa163e0a8baf","33991ba1-c01b-11ea-8d16-fa163e0a8baf","国械注进20203170134","基台及配件 Abutment and Component","MegaGen Implant Co.,Ltd.韩国美格真种植体有限公司","宁波美格真医疗器械有限公司","a3159a1a982211ecb3f890e2ba8d9d30","基台及配件","直径D1=3.4mm 直径D2=4.2mm 长度L1=6.7mm 六角=2.5° 厚度T1=0.14mm","AOISH4004","TC4ELI","C0702031380100003094","C07020313801000030940000123","06972013626949","申报企业自主确认为非招标产品、非中选产品或中选部件的附件（如覆盖螺丝、中央螺丝等）产品之一"]
["029f64b8-c0e6-11ea-8d16-fa163e0a8baf","33991ba1-c01b-11ea-8d16-fa163e0a8baf","国械注进20203170134","基台及配件 Abutment and Component","MegaGen Implant Co.,Ltd.韩国美格真种植体有限公司","宁波美格真医疗器械有限公司","a3159a1a982211ecb3f890e2ba8d9d30","基台及配件","直径D1=3.4mm 直径D2=5.7mm 长度L1=7.7mm 六角=2.5° 厚度T1=0.14mm","AOISH5505","TC4ELI","C0702031380100003094","C07020313801000030940000130","06972013627014","申报企业自主确认为非招标产品、非中选产品或中选部件的附件（如覆盖螺丝、中央螺丝等）产品之一"]
["02a829dc-c0e6-11ea-8d16-fa163e0a8baf","33991ba1-c01b-11ea-8d16-fa163e0a8baf","国械注进20203170134","基台及配件 Abutment and Component","MegaGen Implant Co.,Ltd.韩国美格真种植体有限公司","宁波美格真医疗器械有限公司","a3159a1a982211ecb3f890e2ba8d9d30","基台及配件","直径D1=3.5mm 直径D2=4.7mm 长度L1=9.9mm 六角=2.3° 厚度T1=0.25mm","ARISH5007","TC4ELI","C0702031380100003094","C07020313801000030940000140","06972013626871","申报企业自主确认为非招标产品、非中选产品或中选部件的附件（如覆盖螺丝、中央螺丝等）产品之一"]
["02a82b97-c0e6-11ea-8d16-fa163e0a8baf","33991ba1-c01b-11ea-8d16-fa163e0a8baf","国械注进20203170134","基台及配件 Abutment and Component","MegaGen Implant Co.,Ltd.韩国美格真种植体有限公司","宁波美格真医疗器械有限公司","a3159a1a982211ecb3f890e2ba8d9d30","基台及配件","直径D1=3.5mm 直径D2=6.7mm 长度L1=9.9mm 六角=2.3° 厚度T1=0.25mm","ARISH7007","TC4ELI","C0702031380100003094","C07020313801000030940000146","06972013626932","申报企业自主确认为非招标产品、非中选产品或中选部件的附件（如覆盖螺丝、中央螺丝等）产品之一"]
["02a830a8-c0e6-11ea-8d16-fa163e0a8baf","33991ba1-c01b-11ea-8d16-fa163e0a8baf","国械注进20203170134","基台及配件 Abutment and Component","MegaGen Implant Co.,Ltd.韩国美格真种植体有限公司","宁波美格真医疗器械有限公司","a3159a1a982211ecb3f890e2ba8d9d30","基台及配件","直径D1=3.4mm 直径D2=6.7mm 长度L1=7.7mm 六角=2.5° 厚度T1=0.14mm","AOISH6505","TC4ELI","C0702031380100003094","C07020313801000030940000133","06972013627045","申报企业自主确认为非招标产品、非中选产品或中选部件的附件（如覆盖螺丝、中央螺丝等）产品之一"]
["02a83256-c0e6-11ea-8d16-fa163e0a8baf","33991ba1-c01b-11ea-8d16-fa163e0a8baf","国械注进20203170134","基台及配件 Abutment and Component","MegaGen Implant Co.,Ltd.韩国美格真种植体有限公司","宁波美格真医疗器械有限公司","a3159a1a982211ecb3f890e2ba8d9d30","基台及配件","直径D1=3.4mm 直径D2=6.7mm 长度L1=9.7mm 六角=2.5° 厚度T1=0.14mm","AOISH6507","TC4ELI","C0702031380100003094","C07020313801000030940000134","06972013627052","申报企业自主确认为非招标产品、非中选产品或中选部件的附件（如覆盖螺丝、中央螺丝等）产品之一"]
["02a838cd-c0e6-11ea-8d16-fa163e0a8baf","33991ba1-c01b-11ea-8d16-fa163e0a8baf","国械注进20203170134","基台及配件 Abutment and Component","MegaGen Implant Co.,Ltd.韩国美格真种植体有限公司","宁波美格真医疗器械有限公司","a3159a1a982211ecb3f890e2ba8d9d30","基台及配件","直径D1=3.4mm 直径D2=6.7mm 长度L1=6.7mm 六角=2.5° 厚度T1=0.14mm","AOISH6504","TC4ELI","C0702031380100003094","C07020313801000030940000132","06972013627038","申报企业自主确认为非招标产品、非中选产品或中选部件的附件（如覆盖螺丝、中央螺丝等）产品之一"]
["02a83edf-c0e6-11ea-8d16-fa163e0a8baf","33991ba1-c01b-11ea-8d16-fa163e0a8baf","国械注进20203170134","基台及配件 Abutment and Component","MegaGen Implant Co.,Ltd.韩国美格真种植体有限公司","宁波美格真医疗器械有限公司","a3159a1a982211ecb3f890e2ba8d9d30","基台及配件","直径D1=3.5mm 直径D2=5.7mm 长度L1=6.9mm 六角=2.3° 厚度T1=0.25mm","ARISH6004","TC4ELI","C0702031380100003094","C07020313801000030940000141","06972013626888","申报企业自主确认为非招标产品、非中选产品或中选部件的附件（如覆盖螺丝、中央螺丝等）产品之一"]
["02a843c4-c0e6-11ea-8d16-fa163e0a8baf","33991ba1-c01b-11ea-8d16-fa163e0a8baf","国械注进20203170134","基台及配件 Abutment and Component","MegaGen Implant Co.,Ltd.韩国美格真种植体有限公司","宁波美格真医疗器械有限公司","a3159a1a982211ecb3f890e2ba8d9d30","基台及配件","直径D1=3.5mm 直径D2=5.7mm 长度L1=7.9mm 六角=2.3° 厚度T1=0.25mm","ARISH6005","TC4ELI","C0702031380100003094","C07020313801000030940000142","06972013626895","申报企业自主确认为非招标产品、非中选产品或中选部件的附件（如覆盖螺丝、中央螺丝等）产品之一"]
["02a84563-c0e6-11ea-8d16-fa163e0a8baf","33991ba1-c01b-11ea-8d16-fa163e0a8baf","国械注进20203170134","基台及配件 Abutment and Component","MegaGen Implant Co.,Ltd.韩国美格真种植体有限公司","宁波美格真医疗器械有限公司","a3159a1a982211ecb3f890e2ba8d9d30","基台及配件","直径D1=2mm 螺纹直径D2=1.8mm 螺距=0.35mm 长度L1=10.4mm 六角=1.2°","ARIHS1805","TC4ELI","C0702031380100003094","C07020313801000030940000117","06972013627076","申报企业自主确认为非招标产品、非中选产品或中选部件的附件（如覆盖螺丝、中央螺丝等）产品之一"]
["02a84ab7-c0e6-11ea-8d16-fa163e0a8baf","33991ba1-c01b-11ea-8d16-fa163e0a8baf","国械注进20203170134","基台及配件 Abutment and Component","MegaGen Implant Co.,Ltd.韩国美格真种植体有限公司","宁波美格真医疗器械有限公司","a3159a1a982211ecb3f890e2ba8d9d30","基台及配件","直径D1=3.5mm 直径D2=6.7mm 长度L1=6.9mm 六角=2.3° 厚度T1=0.25mm","ARISH7004","TC4ELI","C0702031380100003094","C07020313801000030940000144","06972013626918","申报企业自主确认为非招标产品、非中选产品或中选部件的附件（如覆盖螺丝、中央螺丝等）产品之一"]
["02a84ff4-c0e6-11ea-8d16-fa163e0a8baf","33991ba1-c01b-11ea-8d16-fa163e0a8baf","国械注进20203170134","基台及配件 Abutment and Component","MegaGen Implant Co.,Ltd.韩国美格真种植体有限公司","宁波美格真医疗器械有限公司","a3159a1a982211ecb3f890e2ba8d9d30","基台及配件","直径D1=3.4mm 直径D2=4.2mm 长度L1=7.7mm 六角=2.5° 厚度T1=0.14mm","AOISH4005","TC4ELI","C0702031380100003094","C07020313801000030940000124","06972013626956","申报企业自主确认为非招标产品、非中选产品或中选部件的附件（如覆盖螺丝、中央螺丝等）产品之一"]
["02a87432-c0e6-11ea-8d16-fa163e0a8baf","33991ba1-c01b-11ea-8d16-fa163e0a8baf","国械注进20203170134","基台及配件 Abutment and Component","MegaGen Implant Co.,Ltd.韩国美格真种植体有限公司","宁波美格真医疗器械有限公司","a3159a1a982211ecb3f890e2ba8d9d30","基台及配件","直径D1=3.5mm 直径D2=4.2mm 长度L1=7.9mm 六角=2.3° 厚度T1=0.25mm","ARISH4005","TC4ELI","C0702031380100003094","C07020313801000030940000136","06972013626833","申报企业自主确认为非招标产品、非中选产品或中选部件的附件（如覆盖螺丝、中央螺丝等）产品之一"]
["02a875f1-c0e6-11ea-8d16-fa163e0a8baf","33991ba1-c01b-11ea-8d16-fa163e0a8baf","国械注进20203170134","基台及配件 Abutment and Component","MegaGen Implant Co.,Ltd.韩国美格真种植体有限公司","宁波美格真医疗器械有限公司","a3159a1a982211ecb3f890e2ba8d9d30","基台及配件","直径D1=3.4mm 直径D2=4.7mm 长度L1=7.7mm 六角=2.5° 厚度T1=0.14mm","AOISH4505","TC4ELI","C0702031380100003094","C07020313801000030940000127","06972013626987","申报企业自主确认为非招标产品、非中选产品或中选部件的附件（如覆盖螺丝、中央螺丝等）产品之一"]
["659d3956-bc62-11ec-a4e1-90e2ba8d9d30","33991ba1-c01b-11ea-8d16-fa163e0a8baf","国械注进20203170134","基台及配件 Abutment and Component","MegaGen Implant Co.,Ltd.韩国美格真种植体有限公司","宁波美格真医疗器械有限公司","a3159a1a982211ecb3f890e2ba8d9d30","基台及配件","直径D1=5mm 直径D2=2.55mm 长度L1=3.7mm 厚度T1=0.15mm","AANOHC6000","TC4ELI","C0702031380100003094","C07020313801000030940000203","06972013626062","申报企业自主确认为非招标产品、非中选产品或中选部件的附件（如覆盖螺丝、中央螺丝等）产品之一"]
["74aa3ddd-bc62-11ec-a4e1-90e2ba8d9d30","33991ba1-c01b-11ea-8d16-fa163e0a8baf","国械注进20203170134","基台及配件 Abutment and Component","MegaGen Implant Co.,Ltd.韩国美格真种植体有限公司","宁波美格真医疗器械有限公司","a3159a1a982211ecb3f890e2ba8d9d30","基台及配件","长度L1=4mm 长度L2=2.5mm 直径D1=5.2mm 直径D2=3.35mm 厚度T1=0.1mm","IHC400","TC4ELI","C0702031380100003094","C07020313801000030940000204","06972013626079","申报企业自主确认为非招标产品、非中选产品或中选部件的附件（如覆盖螺丝、中央螺丝等）产品之一"]
["b2baf386-c0e5-11ea-8d16-fa163e0a8baf","33991ba1-c01b-11ea-8d16-fa163e0a8baf","国械注进20203170134","基台及配件 Abutment and Component","MegaGen Implant Co.,Ltd.韩国美格真种植体有限公司","宁波美格真医疗器械有限公司","a3159a1a982211ecb3f890e2ba8d9d30","基台及配件","直径D1=4.2mm 长度L1=6.1mm 高度H1=1.2mm","FHA403","TC4ELI","C0702031380100003094","C07020313801000030940000148","06972013626246","申报企业自主确认为非招标产品、非中选产品或中选部件的附件（如覆盖螺丝、中央螺丝等）产品之一"]
["b97ff56c-bc63-11ec-a4e1-90e2ba8d9d30","33991ba1-c01b-11ea-8d16-fa163e0a8baf","国械注进20203170134","基台及配件 Abutment and Component","MegaGen Implant Co.,Ltd.韩国美格真种植体有限公司","宁波美格真医疗器械有限公司","a3159a1a982211ecb3f890e2ba8d9d30","基台及配件","长度L1=6mm 长度L2=2mm 直径D1=4.8mm 螺纹直径D2=1.4mm 螺距=0.3mm 厚度T1=0.45mm","REC600","TC4ELI","C0702031380100003094","C07020313801000030940000206","06972013626789","申报企业自主确认为非招标产品、非中选产品或中选部件的附件（如覆盖螺丝、中央螺丝等）产品之一"]
["1c88a175-4935-11ed-9447-b4055d63f15c","33991ba1-c01b-11ea-8d16-fa163e0a8baf","国械注进20203170134","基台及配件 Abutment and Component","MegaGen Implant Co.,Ltd.韩国美格真种植体有限公司","宁波美格真医疗器械有限公司","dbd9854a-4931-11ed-9447-b4055d63f15c","基台及配件-临时基台","直径D1=6mm 直径D2=2.55mm 长度L1=10mm 厚度T1=0.05mm","AANOTCN6010","TA4","C0702021380000203094","C07020213800002030940000002","06972013625928","申报企业自主确认为非招标产品、非中选产品或中选部件的附件（如覆盖螺丝、中央螺丝等）产品之一"]
["30b4a282-4934-11ed-9447-b4055d63f15c","33991ba1-c01b-11ea-8d16-fa163e0a8baf","国械注进20203170134","基台及配件 Abutment and Component","MegaGen Implant Co.,Ltd.韩国美格真种植体有限公司","宁波美格真医疗器械有限公司","dbd9854a-4931-11ed-9447-b4055d63f15c","基台及配件-临时基台","直径D1=4mm 直径D2=2.35mm 直径D3=2mm 长度L1=13.7mm 高度H1=2.5mm 厚度T1=0.14mm","TA4511H","TA4","C0702021380000203094","C07020213800002030940000003","06972013625010","申报企业自主确认为非招标产品、非中选产品或中选部件的附件（如覆盖螺丝、中央螺丝等）产品之一"]
["d86527d6-4934-11ed-9447-b4055d63f15c","33991ba1-c01b-11ea-8d16-fa163e0a8baf","国械注进20203170134","基台及配件 Abutment and Component","MegaGen Implant Co.,Ltd.韩国美格真种植体有限公司","宁波美格真医疗器械有限公司","dbd9854a-4931-11ed-9447-b4055d63f15c","基台及配件-临时基台","直径D1=5mm 直径D2=2.55mm 长度L1=10mm 高度H1=3.01mm 厚度T1=0.05mm","AANOTCO5010","TA4","C0702021380000203094","C07020213800002030940000010","06972013625881","申报企业自主确认为非招标产品、非中选产品或中选部件的附件（如覆盖螺丝、中央螺丝等）产品之一"]
["e7a7c522-4934-11ed-9447-b4055d63f15c","33991ba1-c01b-11ea-8d16-fa163e0a8baf","国械注进20203170134","基台及配件 Abutment and Component","MegaGen Implant Co.,Ltd.韩国美格真种植体有限公司","宁波美格真医疗器械有限公司","dbd9854a-4931-11ed-9447-b4055d63f15c","基台及配件-临时基台","直径D1=6mm 直径D2=2.55mm 长度L1=10mm 高度H1=3.01mm 厚度T1=0.05mm","AANOTCO6010","TA4","C0702021380000203094","C07020213800002030940000011","06972013625898","申报企业自主确认为非招标产品、非中选产品或中选部件的附件（如覆盖螺丝、中央螺丝等）产品之一"]
["38845955-2d9c-11ed-9447-b4055d63f15c","2f30ee16-362b-11ec-921a-0050568f9c84","国械备20210013号","印模转移杆","B&B 齿科公司B.&B. Dental s.r.l.","北京莱顿医疗器械有限责任公司","28db952b-3c72-11ec-921a-0050568f9c84","印模转移杆","INN-00608L","INN-00608L","钛合金","C0702041390200204189","C07020413902002041890000030","（01）08052282497766","申报企业自主确认为非招标产品、非中选产品或中选部件的附件（如覆盖螺丝、中央螺丝等）产品之一"]
["3dea4442-3c72-11ec-921a-0050568f9c84","2f30ee16-362b-11ec-921a-0050568f9c84","国械备20210013号","印模转移杆","B&B 齿科公司B.&B. Dental s.r.l.","北京莱顿医疗器械有限责任公司","28db952b-3c72-11ec-921a-0050568f9c84","印模转移杆","00600TR/V","00600TR/V","钛合金","C0702041390200204189","C07020413902002041890000017","(01)08052282497810","申报企业自主确认为非招标产品、非中选产品或中选部件的附件（如覆盖螺丝、中央螺丝等）产品之一"]
["0e019870-2da4-11ed-9447-b4055d63f15c","8e7c9a2b-362e-11ec-921a-0050568f9c84","国械备20210027号","替代体","B&B 齿科公司B.&B. Dental s.r.l.","北京莱顿医疗器械有限责任公司","79b8a888-37c9-11ec-921a-0050568f9c84","替代体","INN-6053/3","INN-6053/3","钛合金","C0702041390200304189","C07020413902003041890000075","(01)08050714270833","申报企业自主确认为非招标产品、非中选产品或中选部件的附件（如覆盖螺丝、中央螺丝等）产品之一"]
["5c540b18-3bb4-11ec-921a-0050568f9c84","8e7c9a2b-362e-11ec-921a-0050568f9c84","国械备20210027号","替代体","B&B 齿科公司B.&B. Dental s.r.l.","北京莱顿医疗器械有限责任公司","79b8a888-37c9-11ec-921a-0050568f9c84","替代体","INN-00736","INN-00736","钛合金","C0702041390200304189","C07020413902003041890000065","(01)08052282497902","申报企业自主确认为非招标产品、非中选产品或中选部件的附件（如覆盖螺丝、中央螺丝等）产品之一"]
["85dd8652-37c9-11ec-921a-0050568f9c84","8e7c9a2b-362e-11ec-921a-0050568f9c84","国械备20210027号","替代体","B&B 齿科公司B.&B. Dental s.r.l.","北京莱顿医疗器械有限责任公司","79b8a888-37c9-11ec-921a-0050568f9c84","替代体","INN-00623","INN-00623","钛合金","C0702041390200304189","C07020413902003041890000071","(01)08052282499661","申报企业自主确认为非招标产品、非中选产品或中选部件的附件（如覆盖螺丝、中央螺丝等）产品之一"]
["c1ae9d0b-3bb4-11ec-921a-0050568f9c84","8e7c9a2b-362e-11ec-921a-0050568f9c84","国械备20210027号","替代体","B&B 齿科公司B.&B. Dental s.r.l.","北京莱顿医疗器械有限责任公司","79b8a888-37c9-11ec-921a-0050568f9c84","替代体","MD-3007","MD-3007","钛合金","C0702041390200304189","C07020413902003041890000072","(01)08050714270741","申报企业自主确认为非招标产品、非中选产品或中选部件的附件（如覆盖螺丝、中央螺丝等）产品之一"]
["db5d09b0-2da3-11ed-9447-b4055d63f15c","8e7c9a2b-362e-11ec-921a-0050568f9c84","国械备20210027号","替代体","B&B 齿科公司B.&B. Dental s.r.l.","北京莱顿医疗器械有限责任公司","79b8a888-37c9-11ec-921a-0050568f9c84","替代体","3D-0097AN/1","3D-0097AN/1","钛合金","C0702041390200304189","C07020413902003041890000078","(01)08050714270789","申报企业自主确认为非招标产品、非中选产品或中选部件的附件（如覆盖螺丝、中央螺丝等）产品之一"]
["ee422b95-2da3-11ed-9447-b4055d63f15c","8e7c9a2b-362e-11ec-921a-0050568f9c84","国械备20210027号","替代体","B&B 齿科公司B.&B. Dental s.r.l.","北京莱顿医疗器械有限责任公司","79b8a888-37c9-11ec-921a-0050568f9c84","替代体","3D-00736","3D-00736","钛合金","C0702041390200304189","C07020413902003041890000079","(01)08050714270796","申报企业自主确认为非招标产品、非中选产品或中选部件的附件（如覆盖螺丝、中央螺丝等）产品之一"]
["fee4a9a0-2da3-11ed-9447-b4055d63f15c","8e7c9a2b-362e-11ec-921a-0050568f9c84","国械备20210027号","替代体","B&B 齿科公司B.&B. Dental s.r.l.","北京莱顿医疗器械有限责任公司","79b8a888-37c9-11ec-921a-0050568f9c84","替代体","INN-6053/1","INN-6053/1","钛合金","C0702041390200304189","C07020413902003041890000082","(01)08050714270819","申报企业自主确认为非招标产品、非中选产品或中选部件的附件（如覆盖螺丝、中央螺丝等）产品之一"]
["60417028-af57-11e9-8460-fa163e0a8baf","6050e26a-be10-4351-b634-74a1483d33a9","国械备20160281号","转移帽","B&B 齿科公司B.&B. Dental s.r.l.","北京莱顿医疗器械有限责任公司","48950d2a-af57-11e9-8460-fa163e0a8baf","转移帽","044CAIN","044CAIN","塑料","C0702041390100204189","C07020413901002041890000001",null,"申报企业自主确认为非招标产品、非中选产品或中选部件的附件（如覆盖螺丝、中央螺丝等）产品之一"]
["8dfc2a07-3d42-11ed-9447-b4055d63f15c","6050e26a-be10-4351-b634-74a1483d33a9","国械备20160281号","转移帽","B&B 齿科公司B.&B. Dental s.r.l.","北京莱顿医疗器械有限责任公司","48950d2a-af57-11e9-8460-fa163e0a8baf","转移帽","PC107.01/1","PC107.01/1","塑料","C0702041390100204189","C07020413901002041890000005","（01）08052282499128","申报企业自主确认为非招标产品、非中选产品或中选部件的附件（如覆盖螺丝、中央螺丝等）产品之一"]
["97f10ff0-3d46-11ed-9447-b4055d63f15c","6050e26a-be10-4351-b634-74a1483d33a9","国械备20160281号","转移帽","B&B 齿科公司B.&B. Dental s.r.l.","北京莱顿医疗器械有限责任公司","48950d2a-af57-11e9-8460-fa163e0a8baf","转移帽","INN-SCAN","INN-SCAN","塑料","C0702041390100204189","C07020413901002041890000007","（01）08052282499241","申报企业自主确认为非招标产品、非中选产品或中选部件的附件（如覆盖螺丝、中央螺丝等）产品之一"]
["a78156ed-3d42-11ed-9447-b4055d63f15c","6050e26a-be10-4351-b634-74a1483d33a9","国械备20160281号","转移帽","B&B 齿科公司B.&B. Dental s.r.l.","北京莱顿医疗器械有限责任公司","48950d2a-af57-11e9-8460-fa163e0a8baf","转移帽","PC107.02/1","PC107.02/1","塑料","C0702041390100204189","C07020413901002041890000010","（01）08052282499159","申报企业自主确认为非招标产品、非中选产品或中选部件的附件（如覆盖螺丝、中央螺丝等）产品之一"]
["b1a65377-3d42-11ed-9447-b4055d63f15c","6050e26a-be10-4351-b634-74a1483d33a9","国械备20160281号","转移帽","B&B 齿科公司B.&B. Dental s.r.l.","北京莱顿医疗器械有限责任公司","48950d2a-af57-11e9-8460-fa163e0a8baf","转移帽","PC107.02/2","PC107.02/2","塑料","C0702041390100204189","C07020413901002041890000011","（01）08052282499166","申报企业自主确认为非招标产品、非中选产品或中选部件的附件（如覆盖螺丝、中央螺丝等）产品之一"]
["c83c064c-3d42-11ed-9447-b4055d63f15c","6050e26a-be10-4351-b634-74a1483d33a9","国械备20160281号","转移帽","B&B 齿科公司B.&B. Dental s.r.l.","北京莱顿医疗器械有限责任公司","48950d2a-af57-11e9-8460-fa163e0a8baf","转移帽","PC107.03/2","PC107.03/2","塑料","C0702041390100204189","C07020413901002041890000014","（01）08052282499197","申报企业自主确认为非招标产品、非中选产品或中选部件的附件（如覆盖螺丝、中央螺丝等）产品之一"]
["d18ef2a0-3d42-11ed-9447-b4055d63f15c","6050e26a-be10-4351-b634-74a1483d33a9","国械备20160281号","转移帽","B&B 齿科公司B.&B. Dental s.r.l.","北京莱顿医疗器械有限责任公司","48950d2a-af57-11e9-8460-fa163e0a8baf","转移帽","PC107.03/3","PC107.03/3","塑料","C0702041390100204189","C07020413901002041890000015","（01）08052282499203","申报企业自主确认为非招标产品、非中选产品或中选部件的附件（如覆盖螺丝、中央螺丝等）产品之一"]
["0c2e3558-3d44-11ed-9447-b4055d63f15c","6050e26a-be10-4351-b634-74a1483d33a9","国械备20160281号","转移帽","B&B 齿科公司B.&B. Dental s.r.l.","北京莱顿医疗器械有限责任公司","a2b3256d982211ecb3f890e2ba8d9d30","转移帽","INN-00610","INN-00610","钛合金","C0702041390200204189","C07020413902002041890000052","（01）08052282497780","申报企业自主确认为非招标产品、非中选产品或中选部件的附件（如覆盖螺丝、中央螺丝等）产品之一"]
["1388b693-3d44-11ed-9447-b4055d63f15c","6050e26a-be10-4351-b634-74a1483d33a9","国械备20160281号","转移帽","B&B 齿科公司B.&B. Dental s.r.l.","北京莱顿医疗器械有限责任公司","a2b3256d982211ecb3f890e2ba8d9d30","转移帽","SL-00610","SL-00610","钛合金","C0702041390200204189","C07020413902002041890000020",null,"申报企业自主确认为非招标产品、非中选产品或中选部件的附件（如覆盖螺丝、中央螺丝等）产品之一"]
["277ceaec-3d44-11ed-9447-b4055d63f15c","6050e26a-be10-4351-b634-74a1483d33a9","国械备20160281号","转移帽","B&B 齿科公司B.&B. Dental s.r.l.","北京莱顿医疗器械有限责任公司","a2b3256d982211ecb3f890e2ba8d9d30","转移帽","SL-00612","SL-00612","钛合金","C0702041390200204189","C07020413902002041890000025",null,"申报企业自主确认为非招标产品、非中选产品或中选部件的附件（如覆盖螺丝、中央螺丝等）产品之一"]
["33e5d23b-3d44-11ed-9447-b4055d63f15c","6050e26a-be10-4351-b634-74a1483d33a9","国械备20160281号","转移帽","B&B 齿科公司B.&B. Dental s.r.l.","北京莱顿医疗器械有限责任公司","a2b3256d982211ecb3f890e2ba8d9d30","转移帽","144AE","144AE","钛合金","C0702041390200204189","C07020413902002041890000029",null,"申报企业自主确认为非招标产品、非中选产品或中选部件的附件（如覆盖螺丝、中央螺丝等）产品之一"]
["55EF959CB2FB4F0EB71CA2D9B183DE19","6050e26a-be10-4351-b634-74a1483d33a9","国械备20160281号","转移帽","B&B 齿科公司B.&B. Dental s.r.l.","北京莱顿医疗器械有限责任公司","a2b3256d982211ecb3f890e2ba8d9d30","转移帽","INN-00608L","INN-00608L","钛合金","C0702041390200204189","C07020413902002041890000035","（01）08052282497766","申报企业自主确认为非招标产品、非中选产品或中选部件的附件（如覆盖螺丝、中央螺丝等）产品之一"]
["5671f152-3d44-11ed-9447-b4055d63f15c","6050e26a-be10-4351-b634-74a1483d33a9","国械备20160281号","转移帽","B&B 齿科公司B.&B. Dental s.r.l.","北京莱顿医疗器械有限责任公司","a2b3256d982211ecb3f890e2ba8d9d30","转移帽","INN-00736","INN-00736","钛合金","C0702041390200204189","C07020413902002041890000036","（01）08052282497902","申报企业自主确认为非招标产品、非中选产品或中选部件的附件（如覆盖螺丝、中央螺丝等）产品之一"]
["6a3890df-3d44-11ed-9447-b4055d63f15c","6050e26a-be10-4351-b634-74a1483d33a9","国械备20160281号","转移帽","B&B 齿科公司B.&B. Dental s.r.l.","北京莱顿医疗器械有限责任公司","a2b3256d982211ecb3f890e2ba8d9d30","转移帽","INN-00690","INN-00690","钛合金","C0702041390200204189","C07020413902002041890000039","（01）08052282499111","申报企业自主确认为非招标产品、非中选产品或中选部件的附件（如覆盖螺丝、中央螺丝等）产品之一"]
["7d6e8c32-aeb1-11e9-8460-fa163e0a8baf","6050e26a-be10-4351-b634-74a1483d33a9","国械备20160281号","转移帽","B&B 齿科公司B.&B. Dental s.r.l.","北京莱顿医疗器械有限责任公司","a2b3256d982211ecb3f890e2ba8d9d30","转移帽","INN-00737","INN-00737","钛合金","C0702041390200204189","C07020413902002041890000002","（01）08052282497834","申报企业自主确认为非招标产品、非中选产品或中选部件的附件（如覆盖螺丝、中央螺丝等）产品之一"]
["838b7e00-9b42-11ea-9ac3-fa163e0a8baf","0227163f-88f9-11ea-8bcf-fa163e0a8baf","国械注进20153171749","基台及附件 Abutments and accessories","B&B 齿科公司B.&B. Dental s.r.l.","北京莱顿医疗器械有限责任公司","5102ee10-9b41-11ea-9ac3-fa163e0a8baf","基台及附件－封闭螺丝","Φ3，H.5.8","封闭螺丝,093","TC4","C0702041390200104189","C07020413902001041890000039",null,"申报企业自主确认为非招标产品、非中选产品或中选部件的附件（如覆盖螺丝、中央螺丝等）产品之一"]
["838c4fbd-9b42-11ea-9ac3-fa163e0a8baf","0227163f-88f9-11ea-8bcf-fa163e0a8baf","国械注进20153171749","基台及附件 Abutments and accessories","B&B 齿科公司B.&B. Dental s.r.l.","北京莱顿医疗器械有限责任公司","5102ee10-9b41-11ea-9ac3-fa163e0a8baf","基台及附件－封闭螺丝","Φ4，H.5.6","封闭螺丝,016013","TC4","C0702041390200104189","C07020413902001041890000041",null,"申报企业自主确认为非招标产品、非中选产品或中选部件的附件（如覆盖螺丝、中央螺丝等）产品之一"]
["26c4240a-4958-11ed-9447-b4055d63f15c","0227163f-88f9-11ea-8bcf-fa163e0a8baf","国械注进20153171749","基台及附件 Abutments and accessories","B&B 齿科公司B.&B. Dental s.r.l.","北京莱顿医疗器械有限责任公司","7549562a-4957-11ed-9447-b4055d63f15c","基台及附件-临时基台","Φ 4.0 H. 3","临时基台,SL-2182","TC4","C0702021380000204189","C07020213800002041890000002",null,"申报企业自主确认为非招标产品、非中选产品或中选部件的附件（如覆盖螺丝、中央螺丝等）产品之一"]
["3aba8afc-4958-11ed-9447-b4055d63f15c","0227163f-88f9-11ea-8bcf-fa163e0a8baf","国械注进20153171749","基台及附件 Abutments and accessories","B&B 齿科公司B.&B. Dental s.r.l.","北京莱顿医疗器械有限责任公司","7549562a-4957-11ed-9447-b4055d63f15c","基台及附件-临时基台","Φ 5,H. 1","临时基台,INN-2080","TC4","C0702021380000204189","C07020213800002041890000003","(01)08052282497469","申报企业自主确认为非招标产品、非中选产品或中选部件的附件（如覆盖螺丝、中央螺丝等）产品之一"]
["663c0fb7-4958-11ed-9447-b4055d63f15c","0227163f-88f9-11ea-8bcf-fa163e0a8baf","国械注进20153171749","基台及附件 Abutments and accessories","B&B 齿科公司B.&B. Dental s.r.l.","北京莱顿医疗器械有限责任公司","7549562a-4957-11ed-9447-b4055d63f15c","基台及附件-临时基台","Φ 5,H. 2","临时基台,INN-2091","TC4","C0702021380000204189","C07020213800002041890000006","(01)08052282497506","申报企业自主确认为非招标产品、非中选产品或中选部件的附件（如覆盖螺丝、中央螺丝等）产品之一"]
["75f6f401-4958-11ed-9447-b4055d63f15c","0227163f-88f9-11ea-8bcf-fa163e0a8baf","国械注进20153171749","基台及附件 Abutments and accessories","B&B 齿科公司B.&B. Dental s.r.l.","北京莱顿医疗器械有限责任公司","7549562a-4957-11ed-9447-b4055d63f15c","基台及附件-临时基台","Φ 5,H. 3","临时基台,INN-2082","TC4","C0702021380000204189","C07020213800002041890000007","(01)08052282497483","申报企业自主确认为非招标产品、非中选产品或中选部件的附件（如覆盖螺丝、中央螺丝等）产品之一"]
["c9c5c818-4957-11ed-9447-b4055d63f15c","0227163f-88f9-11ea-8bcf-fa163e0a8baf","国械注进20153171749","基台及附件 Abutments and accessories","B&B 齿科公司B.&B. Dental s.r.l.","北京莱顿医疗器械有限责任公司","7549562a-4957-11ed-9447-b4055d63f15c","基台及附件-临时基台","Φ4.5","临时基台,INN-00687/1","TC4","C0702021380000204189","C07020213800002041890000009","(01)08052282497704","申报企业自主确认为非招标产品、非中选产品或中选部件的附件（如覆盖螺丝、中央螺丝等）产品之一"]
["fde9f8e6-4957-11ed-9447-b4055d63f15c","0227163f-88f9-11ea-8bcf-fa163e0a8baf","国械注进20153171749","基台及附件 Abutments and accessories","B&B 齿科公司B.&B. Dental s.r.l.","北京莱顿医疗器械有限责任公司","7549562a-4957-11ed-9447-b4055d63f15c","基台及附件-临时基台","Φ 4.0 H. 1","临时基台,SL-2180","TC4","C0702021380000204189","C07020213800002041890000012",null,"申报企业自主确认为非招标产品、非中选产品或中选部件的附件（如覆盖螺丝、中央螺丝等）产品之一"]
["be35aa78-9b42-11ea-9ac3-fa163e0a8baf","0227163f-88f9-11ea-8bcf-fa163e0a8baf","国械注进20153171749","基台及附件 Abutments and accessories","B&B 齿科公司B.&B. Dental s.r.l.","北京莱顿医疗器械有限责任公司","77b47478-9b41-11ea-9ac3-fa163e0a8baf","基台及附件－紧固螺丝","Φ3，H.8.5","紧固螺丝,00358/v","TC4","C0702041390200504189","C07020413902005041890000010","08052282497698","申报企业自主确认为非招标产品、非中选产品或中选部件的附件（如覆盖螺丝、中央螺丝等）产品之一"]
["be35ac65-9b42-11ea-9ac3-fa163e0a8baf","0227163f-88f9-11ea-8bcf-fa163e0a8baf","国械注进20153171749","基台及附件 Abutments and accessories","B&B 齿科公司B.&B. Dental s.r.l.","北京莱顿医疗器械有限责任公司","77b47478-9b41-11ea-9ac3-fa163e0a8baf","基台及附件－紧固螺丝","Φ2，H.7.5","紧固螺丝,00690","TC4","C0702041390200504189","C07020413902005041890000011",null,"申报企业自主确认为非招标产品、非中选产品或中选部件的附件（如覆盖螺丝、中央螺丝等）产品之一"]
["0727f943-9b42-11ea-9ac3-fa163e0a8baf","0227163f-88f9-11ea-8bcf-fa163e0a8baf","国械注进20153171749","基台及附件 Abutments and accessories","B&B 齿科公司B.&B. Dental s.r.l.","北京莱顿医疗器械有限责任公司","a2e28fa2982211ecb3f890e2ba8d9d30","基台及附件-基台","Φ 4.5","EQUATOR基台,130DIN5","TC4","C0702021380100104189","C07020213801001041890000097",null,"申报企业自主确认为非招标产品、非中选产品或中选部件的附件（如覆盖螺丝、中央螺丝等）产品之一"]
["1e728426-9b42-11ea-9ac3-fa163e0a8baf","0227163f-88f9-11ea-8bcf-fa163e0a8baf","国械注进20153171749","基台及附件 Abutments and accessories","B&B 齿科公司B.&B. Dental s.r.l.","北京莱顿医疗器械有限责任公司","a2e28fa2982211ecb3f890e2ba8d9d30","基台及附件-基台","Φ 4.0- 0°H. 4","多功能基台,SL-4850/4","TC4","C0702021380100104189","C07020213801001041890000079",null,"申报企业自主确认为非招标产品、非中选产品或中选部件的附件（如覆盖螺丝、中央螺丝等）产品之一"]
["1e72aabe-9b42-11ea-9ac3-fa163e0a8baf","0227163f-88f9-11ea-8bcf-fa163e0a8baf","国械注进20153171749","基台及附件 Abutments and accessories","B&B 齿科公司B.&B. Dental s.r.l.","北京莱顿医疗器械有限责任公司","a2e28fa2982211ecb3f890e2ba8d9d30","基台及附件-基台","Φ 4.0- 0°H. 2","多功能基台,SL-4850/2","TC4","C0702021380100104189","C07020213801001041890000077",null,"申报企业自主确认为非招标产品、非中选产品或中选部件的附件（如覆盖螺丝、中央螺丝等）产品之一"]
["1e72ca3c-9b42-11ea-9ac3-fa163e0a8baf","0227163f-88f9-11ea-8bcf-fa163e0a8baf","国械注进20153171749","基台及附件 Abutments and accessories","B&B 齿科公司B.&B. Dental s.r.l.","北京莱顿医疗器械有限责任公司","a2e28fa2982211ecb3f890e2ba8d9d30","基台及附件-基台","Φ 4.0- 0°H. 6","多功能基台,SL-4850/6","TC4","C0702021380100104189","C07020213801001041890000080",null,"申报企业自主确认为非招标产品、非中选产品或中选部件的附件（如覆盖螺丝、中央螺丝等）产品之一"]
["1e72d0ef-9b42-11ea-9ac3-fa163e0a8baf","0227163f-88f9-11ea-8bcf-fa163e0a8baf","国械注进20153171749","基台及附件 Abutments and accessories","B&B 齿科公司B.&B. Dental s.r.l.","北京莱顿医疗器械有限责任公司","a2e28fa2982211ecb3f890e2ba8d9d30","基台及附件-基台","Φ5 - 0° H. 5","多功能基台,INN-4750/5","TC4","C0702021380100104189","C07020213801001041890000085","08052282497353","申报企业自主确认为非招标产品、非中选产品或中选部件的附件（如覆盖螺丝、中央螺丝等）产品之一"]
["1e72d26a-9b42-11ea-9ac3-fa163e0a8baf","0227163f-88f9-11ea-8bcf-fa163e0a8baf","国械注进20153171749","基台及附件 Abutments and accessories","B&B 齿科公司B.&B. Dental s.r.l.","北京莱顿医疗器械有限责任公司","a2e28fa2982211ecb3f890e2ba8d9d30","基台及附件-基台","Φ 5 - 0°H. 2","多功能基台,INN-4750/2","TC4","C0702021380100104189","C07020213801001041890000082","08052282497322","申报企业自主确认为非招标产品、非中选产品或中选部件的附件（如覆盖螺丝、中央螺丝等）产品之一"]
["1e72d6da-9b42-11ea-9ac3-fa163e0a8baf","0227163f-88f9-11ea-8bcf-fa163e0a8baf","国械注进20153171749","基台及附件 Abutments and accessories","B&B 齿科公司B.&B. Dental s.r.l.","北京莱顿医疗器械有限责任公司","a2e28fa2982211ecb3f890e2ba8d9d30","基台及附件-基台","Φ 5 - 0°H. 1","多功能基台,INN-4750/1","TC4","C0702021380100104189","C07020213801001041890000081","08052282497315","申报企业自主确认为非招标产品、非中选产品或中选部件的附件（如覆盖螺丝、中央螺丝等）产品之一"]
["2dcd1be5-9b42-11ea-9ac3-fa163e0a8baf","0227163f-88f9-11ea-8bcf-fa163e0a8baf","国械注进20153171749","基台及附件 Abutments and accessories","B&B 齿科公司B.&B. Dental s.r.l.","北京莱顿医疗器械有限责任公司","a2e28fa2982211ecb3f890e2ba8d9d30","基台及附件-基台","Φ 4.0- 17°H. 2","多功能基台,SL-1740/2","TC4","C0702021380100104189","C07020213801001041890000127",null,"申报企业自主确认为非招标产品、非中选产品或中选部件的附件（如覆盖螺丝、中央螺丝等）产品之一"]
["2dcd2553-9b42-11ea-9ac3-fa163e0a8baf","0227163f-88f9-11ea-8bcf-fa163e0a8baf","国械注进20153171749","基台及附件 Abutments and accessories","B&B 齿科公司B.&B. Dental s.r.l.","北京莱顿医疗器械有限责任公司","a2e28fa2982211ecb3f890e2ba8d9d30","基台及附件-基台","Φ 5 - 30° H. 4","多功能基台,INN-3050/4","TC4","C0702021380100104189","C07020213801001041890000130","08052282497438","申报企业自主确认为非招标产品、非中选产品或中选部件的附件（如覆盖螺丝、中央螺丝等）产品之一"]
["2dcd2ddd-9b42-11ea-9ac3-fa163e0a8baf","0227163f-88f9-11ea-8bcf-fa163e0a8baf","国械注进20153171749","基台及附件 Abutments and accessories","B&B 齿科公司B.&B. Dental s.r.l.","北京莱顿医疗器械有限责任公司","a2e28fa2982211ecb3f890e2ba8d9d30","基台及附件-基台","Φ 4.0- 30°H. 2","多功能基台,SL-3040/2","TC4","C0702021380100104189","C07020213801001041890000131",null,"申报企业自主确认为非招标产品、非中选产品或中选部件的附件（如覆盖螺丝、中央螺丝等）产品之一"]
["2dcd36f0-9b42-11ea-9ac3-fa163e0a8baf","0227163f-88f9-11ea-8bcf-fa163e0a8baf","国械注进20153171749","基台及附件 Abutments and accessories","B&B 齿科公司B.&B. Dental s.r.l.","北京莱顿医疗器械有限责任公司","a2e28fa2982211ecb3f890e2ba8d9d30","基台及附件-基台","Φ 4.0- 17°H. 3","多功能基台,SL-1740/3","TC4","C0702021380100104189","C07020213801001041890000134",null,"申报企业自主确认为非招标产品、非中选产品或中选部件的附件（如覆盖螺丝、中央螺丝等）产品之一"]
["2dcd399c-9b42-11ea-9ac3-fa163e0a8baf","0227163f-88f9-11ea-8bcf-fa163e0a8baf","国械注进20153171749","基台及附件 Abutments and accessories","B&B 齿科公司B.&B. Dental s.r.l.","北京莱顿医疗器械有限责任公司","a2e28fa2982211ecb3f890e2ba8d9d30","基台及附件-基台","Φ 5 - 30° H. 6","多功能基台,INN-3050/6","TC4","C0702021380100104189","C07020213801001041890000135","08052282497452","申报企业自主确认为非招标产品、非中选产品或中选部件的附件（如覆盖螺丝、中央螺丝等）产品之一"]
["2dcd3e94-9b42-11ea-9ac3-fa163e0a8baf","0227163f-88f9-11ea-8bcf-fa163e0a8baf","国械注进20153171749","基台及附件 Abutments and accessories","B&B 齿科公司B.&B. Dental s.r.l.","北京莱顿医疗器械有限责任公司","a2e28fa2982211ecb3f890e2ba8d9d30","基台及附件-基台","Φ 5 - 30° H. 5","多功能基台,INN-3050/5","TC4","C0702021380100104189","C07020213801001041890000137","08052282497445","申报企业自主确认为非招标产品、非中选产品或中选部件的附件（如覆盖螺丝、中央螺丝等）产品之一"]
["2dcd45e1-9b42-11ea-9ac3-fa163e0a8baf","0227163f-88f9-11ea-8bcf-fa163e0a8baf","国械注进20153171749","基台及附件 Abutments and accessories","B&B 齿科公司B.&B. Dental s.r.l.","北京莱顿医疗器械有限责任公司","a2e28fa2982211ecb3f890e2ba8d9d30","基台及附件-基台","Φ 5 - 30°H. 1","多功能基台,INN-3050/1","TC4","C0702021380100104189","C07020213801001041890000140","08052282497414","申报企业自主确认为非招标产品、非中选产品或中选部件的附件（如覆盖螺丝、中央螺丝等）产品之一"]
["d81c6240-9b42-11ea-9ac3-fa163e0a8baf","0227163f-88f9-11ea-8bcf-fa163e0a8baf","国械注进20153171749","基台及附件 Abutments and accessories","B&B 齿科公司B.&B. Dental s.r.l.","北京莱顿医疗器械有限责任公司","a2e28fa2982211ecb3f890e2ba8d9d30","基台及附件-基台","H.2","平基台,SL-00669","TC4","C0702021380100104189","C07020213801001041890000143","08052282497131","申报企业自主确认为非招标产品、非中选产品或中选部件的附件（如覆盖螺丝、中央螺丝等）产品之一"]
["d81cb66a-9b42-11ea-9ac3-fa163e0a8baf","0227163f-88f9-11ea-8bcf-fa163e0a8baf","国械注进20153171749","基台及附件 Abutments and accessories","B&B 齿科公司B.&B. Dental s.r.l.","北京莱顿医疗器械有限责任公司","a2e28fa2982211ecb3f890e2ba8d9d30","基台及附件-基台","H.4","平基台,INN-00669/4","TC4","C0702021380100104189","C07020213801001041890000144","08052282497124","申报企业自主确认为非招标产品、非中选产品或中选部件的附件（如覆盖螺丝、中央螺丝等）产品之一"]
["d81cbc3d-9b42-11ea-9ac3-fa163e0a8baf","0227163f-88f9-11ea-8bcf-fa163e0a8baf","国械注进20153171749","基台及附件 Abutments and accessories","B&B 齿科公司B.&B. Dental s.r.l.","北京莱顿医疗器械有限责任公司","a2e28fa2982211ecb3f890e2ba8d9d30","基台及附件-基台","H.3","平基台,INN-00669/3","TC4","C0702021380100104189","C07020213801001041890000147","08052282497117","申报企业自主确认为非招标产品、非中选产品或中选部件的附件（如覆盖螺丝、中央螺丝等）产品之一"]
["f12bd232-9b42-11ea-9ac3-fa163e0a8baf","0227163f-88f9-11ea-8bcf-fa163e0a8baf","国械注进20153171749","基台及附件 Abutments and accessories","B&B 齿科公司B.&B. Dental s.r.l.","北京莱顿医疗器械有限责任公司","a2e28fa2982211ecb3f890e2ba8d9d30","基台及附件-基台","Φ 1.8 H.4","球基台,00589/4","TC4","C0702021380100104189","C07020213801001041890000150",null,"申报企业自主确认为非招标产品、非中选产品或中选部件的附件（如覆盖螺丝、中央螺丝等）产品之一"]
["f12bd61e-9b42-11ea-9ac3-fa163e0a8baf","0227163f-88f9-11ea-8bcf-fa163e0a8baf","国械注进20153171749","基台及附件 Abutments and accessories","B&B 齿科公司B.&B. Dental s.r.l.","北京莱顿医疗器械有限责任公司","a2e28fa2982211ecb3f890e2ba8d9d30","基台及附件-基台","Φ 1.8 H. 3","球基台,00589/3","TC4","C0702021380100104189","C07020213801001041890000152","08052282497186","申报企业自主确认为非招标产品、非中选产品或中选部件的附件（如覆盖螺丝、中央螺丝等）产品之一"]
["f12bd807-9b42-11ea-9ac3-fa163e0a8baf","0227163f-88f9-11ea-8bcf-fa163e0a8baf","国械注进20153171749","基台及附件 Abutments and accessories","B&B 齿科公司B.&B. Dental s.r.l.","北京莱顿医疗器械有限责任公司","a2e28fa2982211ecb3f890e2ba8d9d30","基台及附件-基台","Φ 2,3 H. 4","球基台,INN-1064","TC4","C0702021380100104189","C07020213801001041890000153","08052282497254","申报企业自主确认为非招标产品、非中选产品或中选部件的附件（如覆盖螺丝、中央螺丝等）产品之一"]
["f133530a-9b42-11ea-9ac3-fa163e0a8baf","0227163f-88f9-11ea-8bcf-fa163e0a8baf","国械注进20153171749","基台及附件 Abutments and accessories","B&B 齿科公司B.&B. Dental s.r.l.","北京莱顿医疗器械有限责任公司","a2e28fa2982211ecb3f890e2ba8d9d30","基台及附件-基台","Φ2.5，H.3","球基台,INN-1052","TC4","C0702021380100104189","C07020213801001041890000156","08052282497308","申报企业自主确认为非招标产品、非中选产品或中选部件的附件（如覆盖螺丝、中央螺丝等）产品之一"]
["f133553d-9b42-11ea-9ac3-fa163e0a8baf","0227163f-88f9-11ea-8bcf-fa163e0a8baf","国械注进20153171749","基台及附件 Abutments and accessories","B&B 齿科公司B.&B. Dental s.r.l.","北京莱顿医疗器械有限责任公司","a2e28fa2982211ecb3f890e2ba8d9d30","基台及附件-基台","Φ1.8，H.2","球基台,INN-1041","TC4","C0702021380100104189","C07020213801001041890000157","08052282497209","申报企业自主确认为非招标产品、非中选产品或中选部件的附件（如覆盖螺丝、中央螺丝等）产品之一"]
["f133927f-9b42-11ea-9ac3-fa163e0a8baf","0227163f-88f9-11ea-8bcf-fa163e0a8baf","国械注进20153171749","基台及附件 Abutments and accessories","B&B 齿科公司B.&B. Dental s.r.l.","北京莱顿医疗器械有限责任公司","a2e28fa2982211ecb3f890e2ba8d9d30","基台及附件-基台","Φ2.5，H.2","球基台,INN-1051","TC4","C0702021380100104189","C07020213801001041890000160","08052282497292","申报企业自主确认为非招标产品、非中选产品或中选部件的附件（如覆盖螺丝、中央螺丝等）产品之一"]
["f13395ca-9b42-11ea-9ac3-fa163e0a8baf","0227163f-88f9-11ea-8bcf-fa163e0a8baf","国械注进20153171749","基台及附件 Abutments and accessories","B&B 齿科公司B.&B. Dental s.r.l.","北京莱顿医疗器械有限责任公司","a2e28fa2982211ecb3f890e2ba8d9d30","基台及附件-基台","Φ 2,3 H. 3","球基台,INN-1062","TC4","C0702021380100104189","C07020213801001041890000162","08052282497247","申报企业自主确认为非招标产品、非中选产品或中选部件的附件（如覆盖螺丝、中央螺丝等）产品之一"]
["f1339c4a-9b42-11ea-9ac3-fa163e0a8baf","0227163f-88f9-11ea-8bcf-fa163e0a8baf","国械注进20153171749","基台及附件 Abutments and accessories","B&B 齿科公司B.&B. Dental s.r.l.","北京莱顿医疗器械有限责任公司","a2e28fa2982211ecb3f890e2ba8d9d30","基台及附件-基台","Φ 1.8 H. 2","球基台,00589/2","TC4","C0702021380100104189","C07020213801001041890000165","08052282497179","申报企业自主确认为非招标产品、非中选产品或中选部件的附件（如覆盖螺丝、中央螺丝等）产品之一"]
["39dfdaf8-41e3-11ec-921a-0050568f9c84","d10f4e10-82ce-11eb-ace3-fa163e311f19","鲁泰械备20200082号","牙科种植用配件","山东恒泰医疗器械有限公司","山东恒泰医疗器械有限公司","a2658880982211ecb3f890e2ba8d9d30","牙科种植用配件-扫描杆","Φ4.0×12mm","窄径型口内扫描杆","T","C0702041390200413243","C07020413902004132430000009",null,"申报企业自主确认为非招标产品、非中选产品或中选部件的附件（如覆盖螺丝、中央螺丝等）产品之一"]
["5eaa72d5-4041-11ec-921a-0050568f9c84","d10f4e10-82ce-11eb-ace3-fa163e311f19","鲁泰械备20200082号","牙科种植用配件","山东恒泰医疗器械有限公司","山东恒泰医疗器械有限公司","a2658880982211ecb3f890e2ba8d9d30","牙科种植用配件-扫描杆","Φ4.5×11mm","标准径型口内扫描杆","T","C0702041390200413243","C07020413902004132430000012",null,"申报企业自主确认为非招标产品、非中选产品或中选部件的附件（如覆盖螺丝、中央螺丝等）产品之一"]
["6a1fa658-41e3-11ec-921a-0050568f9c84","d10f4e10-82ce-11eb-ace3-fa163e311f19","鲁泰械备20200082号","牙科种植用配件","山东恒泰医疗器械有限公司","山东恒泰医疗器械有限公司","a2658880982211ecb3f890e2ba8d9d30","牙科种植用配件-扫描杆","Φ4.0×12.4mm","窄径型模型扫描杆","T","C0702041390200413243","C07020413902004132430000013",null,"申报企业自主确认为非招标产品、非中选产品或中选部件的附件（如覆盖螺丝、中央螺丝等）产品之一"]
["6766defc-0630-11ec-b658-0050568f9c84","d10f4e10-82ce-11eb-ace3-fa163e311f19","鲁泰械备20200082号","牙科种植用配件","山东恒泰医疗器械有限公司","山东恒泰医疗器械有限公司","a2bab636982211ecb3f890e2ba8d9d30","牙科种植用配件-螺丝","Φ5.0×12mm","通用型","T","C0702041390200513243","C07020413902005132430000009",null,"申报企业自主确认为非招标产品、非中选产品或中选部件的附件（如覆盖螺丝、中央螺丝等）产品之一"]
["d7c5e365-66be-11ec-bee9-0050568f9c84","d10f4e10-82ce-11eb-ace3-fa163e311f19","鲁泰械备20200082号","牙科种植用配件","山东恒泰医疗器械有限公司","山东恒泰医疗器械有限公司","a2bab636982211ecb3f890e2ba8d9d30","牙科种植用配件-螺丝","Φ5.0×12mm","通用型多功能基台临时基底帽","T","C0702041390200513243","C07020413902005132430000005",null,"申报企业自主确认为非招标产品、非中选产品或中选部件的附件（如覆盖螺丝、中央螺丝等）产品之一"]
["fc68c252-83aa-11eb-ace3-fa163e311f19","d10f4e10-82ce-11eb-ace3-fa163e311f19","鲁泰械备20200082号","牙科种植用配件","山东恒泰医疗器械有限公司","山东恒泰医疗器械有限公司","a2bab636982211ecb3f890e2ba8d9d30","牙科种植用配件-螺丝","Φ5.0×10mm","通用型","T","C0702041390200513243","C07020413902005132430000010",null,"申报企业自主确认为非招标产品、非中选产品或中选部件的附件（如覆盖螺丝、中央螺丝等）产品之一"]
["fe992f65-66be-11ec-bee9-0050568f9c84","d10f4e10-82ce-11eb-ace3-fa163e311f19","鲁泰械备20200082号","牙科种植用配件","山东恒泰医疗器械有限公司","山东恒泰医疗器械有限公司","a2bab636982211ecb3f890e2ba8d9d30","牙科种植用配件-螺丝","Φ4.8","通用型封闭印模帽","T","C0702041390200513243","C07020413902005132430000007",null,"申报企业自主确认为非招标产品、非中选产品或中选部件的附件（如覆盖螺丝、中央螺丝等）产品之一"]
["0c0c8284-83a5-11eb-ace3-fa163e311f19","fa67a017-8267-11eb-ace3-fa163e311f19","国械注准20203170555","基台","山东恒泰医疗器械有限公司","山东恒泰医疗器械有限公司","a28ab610982211ecb3f890e2ba8d9d30","基台","（窄径多功能基台角度基台）Φ4.5×4.0×25°","TK-ANA-4540254A","钛合金","C0702021380100113243","C07020213801001132430000009",null,"申报企业自主确认为非招标产品、非中选产品或中选部件的附件（如覆盖螺丝、中央螺丝等）产品之一"]
["0c0c8ccb-83a5-11eb-ace3-fa163e311f19","fa67a017-8267-11eb-ace3-fa163e311f19","国械注准20203170555","基台","山东恒泰医疗器械有限公司","山东恒泰医疗器械有限公司","a28ab610982211ecb3f890e2ba8d9d30","基台","（窄径多功能基台角度基台）Φ4.5×2.0×15°","TK-ANA-4520154A","钛合金","C0702021380100113243","C07020213801001132430000011",null,"申报企业自主确认为非招标产品、非中选产品或中选部件的附件（如覆盖螺丝、中央螺丝等）产品之一"]
["27f5255e-83a5-11eb-ace3-fa163e311f19","fa67a017-8267-11eb-ace3-fa163e311f19","国械注准20203170555","基台","山东恒泰医疗器械有限公司","山东恒泰医疗器械有限公司","a28ab610982211ecb3f890e2ba8d9d30","基台","（标准径多功能基台角度基台）Φ4.5×3.0×15°","TK-ASA-4530154A","钛合金","C0702021380100113243","C07020213801001132430000020",null,"申报企业自主确认为非招标产品、非中选产品或中选部件的附件（如覆盖螺丝、中央螺丝等）产品之一"]
["27f541bc-83a5-11eb-ace3-fa163e311f19","fa67a017-8267-11eb-ace3-fa163e311f19","国械注准20203170555","基台","山东恒泰医疗器械有限公司","山东恒泰医疗器械有限公司","a28ab610982211ecb3f890e2ba8d9d30","基台","（标准径多功能基台角度基台）Φ4.5×2.0×15°","TK-ASA-4520154A","钛合金","C0702021380100113243","C07020213801001132430000021",null,"申报企业自主确认为非招标产品、非中选产品或中选部件的附件（如覆盖螺丝、中央螺丝等）产品之一"]
["8f6ba395-6459-11ec-bee9-0050568f9c84","fa67a017-8267-11eb-ace3-fa163e311f19","国械注准20203170555","基台","山东恒泰医疗器械有限公司","山东恒泰医疗器械有限公司","a28ab610982211ecb3f890e2ba8d9d30","基台","（窄径临时基台）Φ4.0×11mm","TK-TB-40110   窄径型","钛合金","C0702021380100113243","C07020213801001132430000036",null,"申报企业自主确认为非招标产品、非中选产品或中选部件的附件（如覆盖螺丝、中央螺丝等）产品之一"]
["a07b45d1-83a4-11eb-ace3-fa163e311f19","fa67a017-8267-11eb-ace3-fa163e311f19","国械注准20203170555","基台","山东恒泰医疗器械有限公司","山东恒泰医疗器械有限公司","a28ab610982211ecb3f890e2ba8d9d30","基台","（窄径多功能基台）Φ4.5×11.1㎜","TK-AM-45111","钛合金","C0702021380100113243","C07020213801001132430000037",null,"申报企业自主确认为非招标产品、非中选产品或中选部件的附件（如覆盖螺丝、中央螺丝等）产品之一"]
["be81d6f9-83a4-11eb-ace3-fa163e311f19","fa67a017-8267-11eb-ace3-fa163e311f19","国械注准20203170555","基台","山东恒泰医疗器械有限公司","山东恒泰医疗器械有限公司","a28ab610982211ecb3f890e2ba8d9d30","基台","（标准径多功能基台）Φ5.5×11.1㎜","TK-AM-55111","钛合金","C0702021380100113243","C07020213801001132430000041",null,"申报企业自主确认为非招标产品、非中选产品或中选部件的附件（如覆盖螺丝、中央螺丝等）产品之一"]
["be81d966-83a4-11eb-ace3-fa163e311f19","fa67a017-8267-11eb-ace3-fa163e311f19","国械注准20203170555","基台","山东恒泰医疗器械有限公司","山东恒泰医疗器械有限公司","a28ab610982211ecb3f890e2ba8d9d30","基台","（标准径多功能基台）Φ5.5×9.6㎜","TK-AM-5596","钛合金","C0702021380100113243","C07020213801001132430000042",null,"申报企业自主确认为非招标产品、非中选产品或中选部件的附件（如覆盖螺丝、中央螺丝等）产品之一"]
["f993bcfc-0630-11ec-b658-0050568f9c84","fa67a017-8267-11eb-ace3-fa163e311f19","国械注准20203170555","基台","山东恒泰医疗器械有限公司","山东恒泰医疗器械有限公司","a28ab610982211ecb3f890e2ba8d9d30","基台","（标准径临时基台）Φ4.5×11mm","TK-TB-45110    标准径型","钛合金","C0702021380100113243","C07020213801001132430000045",null,"申报企业自主确认为非招标产品、非中选产品或中选部件的附件（如覆盖螺丝、中央螺丝等）产品之一"]
["060a3010-e13d-11eb-b658-0050568f9c84","cba738ad-8265-11eb-ace3-fa163e311f19","国械注准20203170554","牙种植体","山东恒泰医疗器械有限公司","山东恒泰医疗器械有限公司","a2d4fa33982211ecb3f890e2ba8d9d30","牙种植体","（密封螺丝(亲水无菌包装)）Φ4.0×5.1㎜","TK-SS","纯钛","C0702041390200113243","C07020413902001132430000022",null,"申报企业自主确认为非招标产品、非中选产品或中选部件的附件（如覆盖螺丝、中央螺丝等）产品之一"]
["06103f18-e13d-11eb-b658-0050568f9c84","cba738ad-8265-11eb-ace3-fa163e311f19","国械注准20203170554","牙种植体","山东恒泰医疗器械有限公司","山东恒泰医疗器械有限公司","a2d4fa33982211ecb3f890e2ba8d9d30","牙种植体","（密封螺丝(亲水无菌包装)）Φ4.7×6.8㎜","TK-SS","纯钛","C0702041390200113243","C07020413902001132430000026",null,"申报企业自主确认为非招标产品、非中选产品或中选部件的附件（如覆盖螺丝、中央螺丝等）产品之一"]
["061041c7-e13d-11eb-b658-0050568f9c84","cba738ad-8265-11eb-ace3-fa163e311f19","国械注准20203170554","牙种植体","山东恒泰医疗器械有限公司","山东恒泰医疗器械有限公司","a2d4fa33982211ecb3f890e2ba8d9d30","牙种植体","（密封螺丝(亲水无菌包装)）Φ3.8×6.6㎜","TK-SS","纯钛","C0702041390200113243","C07020413902001132430000027",null,"申报企业自主确认为非招标产品、非中选产品或中选部件的附件（如覆盖螺丝、中央螺丝等）产品之一"]
["061058ff-e13d-11eb-b658-0050568f9c84","cba738ad-8265-11eb-ace3-fa163e311f19","国械注准20203170554","牙种植体","山东恒泰医疗器械有限公司","山东恒泰医疗器械有限公司","a2d4fa33982211ecb3f890e2ba8d9d30","牙种植体","（密封螺丝(亲水无菌包装)）Φ3.4×6.9㎜","TK-SS","纯钛","C0702041390200113243","C07020413902001132430000030",null,"申报企业自主确认为非招标产品、非中选产品或中选部件的附件（如覆盖螺丝、中央螺丝等）产品之一"]
["06105ac7-e13d-11eb-b658-0050568f9c84","cba738ad-8265-11eb-ace3-fa163e311f19","国械注准20203170554","牙种植体","山东恒泰医疗器械有限公司","山东恒泰医疗器械有限公司","a2d4fa33982211ecb3f890e2ba8d9d30","牙种植体","（密封螺丝(亲水无菌包装)）Φ5.0×4.7㎜","TK-SS","纯钛","C0702041390200113243","C07020413902001132430000031",null,"申报企业自主确认为非招标产品、非中选产品或中选部件的附件（如覆盖螺丝、中央螺丝等）产品之一"]
["06106006-e13d-11eb-b658-0050568f9c84","cba738ad-8265-11eb-ace3-fa163e311f19","国械注准20203170554","牙种植体","山东恒泰医疗器械有限公司","山东恒泰医疗器械有限公司","a2d4fa33982211ecb3f890e2ba8d9d30","牙种植体","（密封螺丝(亲水无菌包装)）Φ5.5×5.0㎜","TK-SS","纯钛","C0702041390200113243","C07020413902001132430000034",null,"申报企业自主确认为非招标产品、非中选产品或中选部件的附件（如覆盖螺丝、中央螺丝等）产品之一"]
["061061b6-e13d-11eb-b658-0050568f9c84","cba738ad-8265-11eb-ace3-fa163e311f19","国械注准20203170554","牙种植体","山东恒泰医疗器械有限公司","山东恒泰医疗器械有限公司","a2d4fa33982211ecb3f890e2ba8d9d30","牙种植体","（密封螺丝(亲水无菌包装)）Φ4.0×4.7㎜","TK-SS","纯钛","C0702041390200113243","C07020413902001132430000035",null,"申报企业自主确认为非招标产品、非中选产品或中选部件的附件（如覆盖螺丝、中央螺丝等）产品之一"]
["0610686e-e13d-11eb-b658-0050568f9c84","cba738ad-8265-11eb-ace3-fa163e311f19","国械注准20203170554","牙种植体","山东恒泰医疗器械有限公司","山东恒泰医疗器械有限公司","a2d4fa33982211ecb3f890e2ba8d9d30","牙种植体","（密封螺丝(亲水无菌包装)）Φ3.1×5.1㎜","TK-SS","纯钛","C0702041390200113243","C07020413902001132430000039",null,"申报企业自主确认为非招标产品、非中选产品或中选部件的附件（如覆盖螺丝、中央螺丝等）产品之一"]
["06106a7d-e13d-11eb-b658-0050568f9c84","cba738ad-8265-11eb-ace3-fa163e311f19","国械注准20203170554","牙种植体","山东恒泰医疗器械有限公司","山东恒泰医疗器械有限公司","a2d4fa33982211ecb3f890e2ba8d9d30","牙种植体","（密封螺丝(亲水无菌包装)）Φ6.0×4.8㎜","TK-SS","纯钛","C0702041390200113243","C07020413902001132430000040",null,"申报企业自主确认为非招标产品、非中选产品或中选部件的附件（如覆盖螺丝、中央螺丝等）产品之一"]
["06106f75-e13d-11eb-b658-0050568f9c84","cba738ad-8265-11eb-ace3-fa163e311f19","国械注准20203170554","牙种植体","山东恒泰医疗器械有限公司","山东恒泰医疗器械有限公司","a2d4fa33982211ecb3f890e2ba8d9d30","牙种植体","（密封螺丝(亲水无菌包装)）Φ3.5×5.0㎜","TK-SS","纯钛","C0702041390200113243","C07020413902001132430000043",null,"申报企业自主确认为非招标产品、非中选产品或中选部件的附件（如覆盖螺丝、中央螺丝等）产品之一"]
["0610710e-e13d-11eb-b658-0050568f9c84","cba738ad-8265-11eb-ace3-fa163e311f19","国械注准20203170554","牙种植体","山东恒泰医疗器械有限公司","山东恒泰医疗器械有限公司","a2d4fa33982211ecb3f890e2ba8d9d30","牙种植体","（密封螺丝(亲水无菌包装)）Φ3.5×4.8㎜","TK-SS","纯钛","C0702041390200113243","C07020413902001132430000044",null,"申报企业自主确认为非招标产品、非中选产品或中选部件的附件（如覆盖螺丝、中央螺丝等）产品之一"]
["06107636-e13d-11eb-b658-0050568f9c84","cba738ad-8265-11eb-ace3-fa163e311f19","国械注准20203170554","牙种植体","山东恒泰医疗器械有限公司","山东恒泰医疗器械有限公司","a2d4fa33982211ecb3f890e2ba8d9d30","牙种植体","（密封螺丝(亲水无菌包装)）Φ5.0×4.9㎜","TK-SS","纯钛","C0702041390200113243","C07020413902001132430000047",null,"申报企业自主确认为非招标产品、非中选产品或中选部件的附件（如覆盖螺丝、中央螺丝等）产品之一"]
["061077de-e13d-11eb-b658-0050568f9c84","cba738ad-8265-11eb-ace3-fa163e311f19","国械注准20203170554","牙种植体","山东恒泰医疗器械有限公司","山东恒泰医疗器械有限公司","a2d4fa33982211ecb3f890e2ba8d9d30","牙种植体","（密封螺丝(亲水无菌包装)）Φ4.0×6.6㎜","TK-SS","纯钛","C0702041390200113243","C07020413902001132430000048",null,"申报企业自主确认为非招标产品、非中选产品或中选部件的附件（如覆盖螺丝、中央螺丝等）产品之一"]
["06107eb6-e13d-11eb-b658-0050568f9c84","cba738ad-8265-11eb-ace3-fa163e311f19","国械注准20203170554","牙种植体","山东恒泰医疗器械有限公司","山东恒泰医疗器械有限公司","a2d4fa33982211ecb3f890e2ba8d9d30","牙种植体","（密封螺丝(亲水无菌包装)）Φ3.8×4.8㎜","TK-SS","纯钛","C0702041390200113243","C07020413902001132430000052",null,"申报企业自主确认为非招标产品、非中选产品或中选部件的附件（如覆盖螺丝、中央螺丝等）产品之一"]
["06108054-e13d-11eb-b658-0050568f9c84","cba738ad-8265-11eb-ace3-fa163e311f19","国械注准20203170554","牙种植体","山东恒泰医疗器械有限公司","山东恒泰医疗器械有限公司","a2d4fa33982211ecb3f890e2ba8d9d30","牙种植体","（密封螺丝(亲水无菌包装)）Φ4.0×6.9㎜","TK-SS","纯钛","C0702041390200113243","C07020413902001132430000053",null,"申报企业自主确认为非招标产品、非中选产品或中选部件的附件（如覆盖螺丝、中央螺丝等）产品之一"]
["061085bc-e13d-11eb-b658-0050568f9c84","cba738ad-8265-11eb-ace3-fa163e311f19","国械注准20203170554","牙种植体","山东恒泰医疗器械有限公司","山东恒泰医疗器械有限公司","a2d4fa33982211ecb3f890e2ba8d9d30","牙种植体","（密封螺丝(亲水无菌包装)）Φ5.0×6.7㎜","TK-SS","纯钛","C0702041390200113243","C07020413902001132430000056",null,"申报企业自主确认为非招标产品、非中选产品或中选部件的附件（如覆盖螺丝、中央螺丝等）产品之一"]
["0610876b-e13d-11eb-b658-0050568f9c84","cba738ad-8265-11eb-ace3-fa163e311f19","国械注准20203170554","牙种植体","山东恒泰医疗器械有限公司","山东恒泰医疗器械有限公司","a2d4fa33982211ecb3f890e2ba8d9d30","牙种植体","（密封螺丝(亲水无菌包装)）Φ3.8×4.9㎜","TK-SS","纯钛","C0702041390200113243","C07020413902001132430000057",null,"申报企业自主确认为非招标产品、非中选产品或中选部件的附件（如覆盖螺丝、中央螺丝等）产品之一"]
["06108e16-e13d-11eb-b658-0050568f9c84","cba738ad-8265-11eb-ace3-fa163e311f19","国械注准20203170554","牙种植体","山东恒泰医疗器械有限公司","山东恒泰医疗器械有限公司","a2d4fa33982211ecb3f890e2ba8d9d30","牙种植体","（密封螺丝(亲水无菌包装)）Φ5.0×7.0㎜","TK-SS","纯钛","C0702041390200113243","C07020413902001132430000061",null,"申报企业自主确认为非招标产品、非中选产品或中选部件的附件（如覆盖螺丝、中央螺丝等）产品之一"]
["06108fa9-e13d-11eb-b658-0050568f9c84","cba738ad-8265-11eb-ace3-fa163e311f19","国械注准20203170554","牙种植体","山东恒泰医疗器械有限公司","山东恒泰医疗器械有限公司","a2d4fa33982211ecb3f890e2ba8d9d30","牙种植体","（密封螺丝(亲水无菌包装)）Φ4.3×6.6㎜","TK-SS","纯钛","C0702041390200113243","C07020413902001132430000062",null,"申报企业自主确认为非招标产品、非中选产品或中选部件的附件（如覆盖螺丝、中央螺丝等）产品之一"]
["06109663-e13d-11eb-b658-0050568f9c84","cba738ad-8265-11eb-ace3-fa163e311f19","国械注准20203170554","牙种植体","山东恒泰医疗器械有限公司","山东恒泰医疗器械有限公司","a2d4fa33982211ecb3f890e2ba8d9d30","牙种植体","（密封螺丝(亲水无菌包装)）Φ3.1×5.0㎜","TK-SS","纯钛","C0702041390200113243","C07020413902001132430000065",null,"申报企业自主确认为非招标产品、非中选产品或中选部件的附件（如覆盖螺丝、中央螺丝等）产品之一"]
["061097fd-e13d-11eb-b658-0050568f9c84","cba738ad-8265-11eb-ace3-fa163e311f19","国械注准20203170554","牙种植体","山东恒泰医疗器械有限公司","山东恒泰医疗器械有限公司","a2d4fa33982211ecb3f890e2ba8d9d30","牙种植体","（密封螺丝(亲水无菌包装)）Φ4.0×4.8㎜","TK-SS","纯钛","C0702041390200113243","C07020413902001132430000066",null,"申报企业自主确认为非招标产品、非中选产品或中选部件的附件（如覆盖螺丝、中央螺丝等）产品之一"]
["06109d6a-e13d-11eb-b658-0050568f9c84","cba738ad-8265-11eb-ace3-fa163e311f19","国械注准20203170554","牙种植体","山东恒泰医疗器械有限公司","山东恒泰医疗器械有限公司","a2d4fa33982211ecb3f890e2ba8d9d30","牙种植体","（密封螺丝(亲水无菌包装)）Φ3.4×6.6㎜","TK-SS","纯钛","C0702041390200113243","C07020413902001132430000069",null,"申报企业自主确认为非招标产品、非中选产品或中选部件的附件（如覆盖螺丝、中央螺丝等）产品之一"]
["0610a0c8-e13d-11eb-b658-0050568f9c84","cba738ad-8265-11eb-ace3-fa163e311f19","国械注准20203170554","牙种植体","山东恒泰医疗器械有限公司","山东恒泰医疗器械有限公司","a2d4fa33982211ecb3f890e2ba8d9d30","牙种植体","（密封螺丝(亲水无菌包装)）Φ3.1×6.7㎜","TK-SS","纯钛","C0702041390200113243","C07020413902001132430000071",null,"申报企业自主确认为非招标产品、非中选产品或中选部件的附件（如覆盖螺丝、中央螺丝等）产品之一"]
["0610acf4-e13d-11eb-b658-0050568f9c84","cba738ad-8265-11eb-ace3-fa163e311f19","国械注准20203170554","牙种植体","山东恒泰医疗器械有限公司","山东恒泰医疗器械有限公司","a2d4fa33982211ecb3f890e2ba8d9d30","牙种植体","（密封螺丝(亲水无菌包装)）Φ6.0×6.8㎜","TK-SS","纯钛","C0702041390200113243","C07020413902001132430000074",null,"申报企业自主确认为非招标产品、非中选产品或中选部件的附件（如覆盖螺丝、中央螺丝等）产品之一"]
["0610aea9-e13d-11eb-b658-0050568f9c84","cba738ad-8265-11eb-ace3-fa163e311f19","国械注准20203170554","牙种植体","山东恒泰医疗器械有限公司","山东恒泰医疗器械有限公司","a2d4fa33982211ecb3f890e2ba8d9d30","牙种植体","（密封螺丝(亲水无菌包装)）Φ4.3×5.1㎜","TK-SS","纯钛","C0702041390200113243","C07020413902001132430000075",null,"申报企业自主确认为非招标产品、非中选产品或中选部件的附件（如覆盖螺丝、中央螺丝等）产品之一"]
["0610b43b-e13d-11eb-b658-0050568f9c84","cba738ad-8265-11eb-ace3-fa163e311f19","国械注准20203170554","牙种植体","山东恒泰医疗器械有限公司","山东恒泰医疗器械有限公司","a2d4fa33982211ecb3f890e2ba8d9d30","牙种植体","（密封螺丝(亲水无菌包装)）Φ4.3×4.7㎜","TK-SS","纯钛","C0702041390200113243","C07020413902001132430000078",null,"申报企业自主确认为非招标产品、非中选产品或中选部件的附件（如覆盖螺丝、中央螺丝等）产品之一"]
["0610b5e2-e13d-11eb-b658-0050568f9c84","cba738ad-8265-11eb-ace3-fa163e311f19","国械注准20203170554","牙种植体","山东恒泰医疗器械有限公司","山东恒泰医疗器械有限公司","a2d4fa33982211ecb3f890e2ba8d9d30","牙种植体","（密封螺丝(亲水无菌包装)）Φ3.8×4.7㎜","TK-SS","纯钛","C0702041390200113243","C07020413902001132430000079",null,"申报企业自主确认为非招标产品、非中选产品或中选部件的附件（如覆盖螺丝、中央螺丝等）产品之一"]
["0610cd30-e13d-11eb-b658-0050568f9c84","cba738ad-8265-11eb-ace3-fa163e311f19","国械注准20203170554","牙种植体","山东恒泰医疗器械有限公司","山东恒泰医疗器械有限公司","a2d4fa33982211ecb3f890e2ba8d9d30","牙种植体","（密封螺丝(亲水无菌包装)）Φ6.0×7.0㎜","TK-SS","纯钛","C0702041390200113243","C07020413902001132430000081",null,"申报企业自主确认为非招标产品、非中选产品或中选部件的附件（如覆盖螺丝、中央螺丝等）产品之一"]
["0610d2de-e13d-11eb-b658-0050568f9c84","cba738ad-8265-11eb-ace3-fa163e311f19","国械注准20203170554","牙种植体","山东恒泰医疗器械有限公司","山东恒泰医疗器械有限公司","a2d4fa33982211ecb3f890e2ba8d9d30","牙种植体","（密封螺丝(亲水无菌包装)）Φ5.5×6.8㎜","TK-SS","纯钛","C0702041390200113243","C07020413902001132430000084",null,"申报企业自主确认为非招标产品、非中选产品或中选部件的附件（如覆盖螺丝、中央螺丝等）产品之一"]
["0610d824-e13d-11eb-b658-0050568f9c84","cba738ad-8265-11eb-ace3-fa163e311f19","国械注准20203170554","牙种植体","山东恒泰医疗器械有限公司","山东恒泰医疗器械有限公司","a2d4fa33982211ecb3f890e2ba8d9d30","牙种植体","（密封螺丝(亲水无菌包装)）Φ3.4×5.1㎜","TK-SS","纯钛","C0702041390200113243","C07020413902001132430000087",null,"申报企业自主确认为非招标产品、非中选产品或中选部件的附件（如覆盖螺丝、中央螺丝等）产品之一"]
["0610d9e7-e13d-11eb-b658-0050568f9c84","cba738ad-8265-11eb-ace3-fa163e311f19","国械注准20203170554","牙种植体","山东恒泰医疗器械有限公司","山东恒泰医疗器械有限公司","a2d4fa33982211ecb3f890e2ba8d9d30","牙种植体","（密封螺丝(亲水无菌包装)）Φ5.5×4.7㎜","TK-SS","纯钛","C0702041390200113243","C07020413902001132430000088",null,"申报企业自主确认为非招标产品、非中选产品或中选部件的附件（如覆盖螺丝、中央螺丝等）产品之一"]
["0610e2f8-e13d-11eb-b658-0050568f9c84","cba738ad-8265-11eb-ace3-fa163e311f19","国械注准20203170554","牙种植体","山东恒泰医疗器械有限公司","山东恒泰医疗器械有限公司","a2d4fa33982211ecb3f890e2ba8d9d30","牙种植体","（密封螺丝(亲水无菌包装)）Φ3.5×6.7㎜","TK-SS","纯钛","C0702041390200113243","C07020413902001132430000091",null,"申报企业自主确认为非招标产品、非中选产品或中选部件的附件（如覆盖螺丝、中央螺丝等）产品之一"]
["0610e8b2-e13d-11eb-b658-0050568f9c84","cba738ad-8265-11eb-ace3-fa163e311f19","国械注准20203170554","牙种植体","山东恒泰医疗器械有限公司","山东恒泰医疗器械有限公司","a2d4fa33982211ecb3f890e2ba8d9d30","牙种植体","（密封螺丝(亲水无菌包装)）Φ3.8×5.0㎜","TK-SS","纯钛","C0702041390200113243","C07020413902001132430000094",null,"申报企业自主确认为非招标产品、非中选产品或中选部件的附件（如覆盖螺丝、中央螺丝等）产品之一"]
["0610ec3d-e13d-11eb-b658-0050568f9c84","cba738ad-8265-11eb-ace3-fa163e311f19","国械注准20203170554","牙种植体","山东恒泰医疗器械有限公司","山东恒泰医疗器械有限公司","a2d4fa33982211ecb3f890e2ba8d9d30","牙种植体","（密封螺丝(亲水无菌包装)）Φ3.5×6.9㎜","TK-SS","纯钛","C0702041390200113243","C07020413902001132430000096",null,"申报企业自主确认为非招标产品、非中选产品或中选部件的附件（如覆盖螺丝、中央螺丝等）产品之一"]
["0610edff-e13d-11eb-b658-0050568f9c84","cba738ad-8265-11eb-ace3-fa163e311f19","国械注准20203170554","牙种植体","山东恒泰医疗器械有限公司","山东恒泰医疗器械有限公司","a2d4fa33982211ecb3f890e2ba8d9d30","牙种植体","（密封螺丝(亲水无菌包装)）Φ5.0×7.1㎜","TK-SS","纯钛","C0702041390200113243","C07020413902001132430000097",null,"申报企业自主确认为非招标产品、非中选产品或中选部件的附件（如覆盖螺丝、中央螺丝等）产品之一"]
["0610f33f-e13d-11eb-b658-0050568f9c84","cba738ad-8265-11eb-ace3-fa163e311f19","国械注准20203170554","牙种植体","山东恒泰医疗器械有限公司","山东恒泰医疗器械有限公司","a2d4fa33982211ecb3f890e2ba8d9d30","牙种植体","（密封螺丝(亲水无菌包装)）Φ5.5×4.8㎜","TK-SS","纯钛","C0702041390200113243","C07020413902001132430000100",null,"申报企业自主确认为非招标产品、非中选产品或中选部件的附件（如覆盖螺丝、中央螺丝等）产品之一"]
["0610f4f4-e13d-11eb-b658-0050568f9c84","cba738ad-8265-11eb-ace3-fa163e311f19","国械注准20203170554","牙种植体","山东恒泰医疗器械有限公司","山东恒泰医疗器械有限公司","a2d4fa33982211ecb3f890e2ba8d9d30","牙种植体","（密封螺丝(亲水无菌包装)）Φ5.5×7.1㎜","TK-SS","纯钛","C0702041390200113243","C07020413902001132430000101",null,"申报企业自主确认为非招标产品、非中选产品或中选部件的附件（如覆盖螺丝、中央螺丝等）产品之一"]
["0612d5a3-e13d-11eb-b658-0050568f9c84","cba738ad-8265-11eb-ace3-fa163e311f19","国械注准20203170554","牙种植体","山东恒泰医疗器械有限公司","山东恒泰医疗器械有限公司","a2d4fa33982211ecb3f890e2ba8d9d30","牙种植体","（密封螺丝(亲水无菌包装)）Φ3.1×4.7㎜","TK-SS","纯钛","C0702041390200113243","C07020413902001132430000104",null,"申报企业自主确认为非招标产品、非中选产品或中选部件的附件（如覆盖螺丝、中央螺丝等）产品之一"]
["0612e2da-e13d-11eb-b658-0050568f9c84","cba738ad-8265-11eb-ace3-fa163e311f19","国械注准20203170554","牙种植体","山东恒泰医疗器械有限公司","山东恒泰医疗器械有限公司","a2d4fa33982211ecb3f890e2ba8d9d30","牙种植体","（密封螺丝(亲水无菌包装)）Φ4.3×5.0㎜","TK-SS","纯钛","C0702041390200113243","C07020413902001132430000106",null,"申报企业自主确认为非招标产品、非中选产品或中选部件的附件（如覆盖螺丝、中央螺丝等）产品之一"]
["0612f8ed-e13d-11eb-b658-0050568f9c84","cba738ad-8265-11eb-ace3-fa163e311f19","国械注准20203170554","牙种植体","山东恒泰医疗器械有限公司","山东恒泰医疗器械有限公司","a2d4fa33982211ecb3f890e2ba8d9d30","牙种植体","（密封螺丝(亲水无菌包装)）Φ4.7×5.0㎜","TK-SS","纯钛","C0702041390200113243","C07020413902001132430000109",null,"申报企业自主确认为非招标产品、非中选产品或中选部件的附件（如覆盖螺丝、中央螺丝等）产品之一"]
["0612fb11-e13d-11eb-b658-0050568f9c84","cba738ad-8265-11eb-ace3-fa163e311f19","国械注准20203170554","牙种植体","山东恒泰医疗器械有限公司","山东恒泰医疗器械有限公司","a2d4fa33982211ecb3f890e2ba8d9d30","牙种植体","（密封螺丝(亲水无菌包装)）Φ5.5×5.2㎜","TK-SS","纯钛","C0702041390200113243","C07020413902001132430000110",null,"申报企业自主确认为非招标产品、非中选产品或中选部件的附件（如覆盖螺丝、中央螺丝等）产品之一"]
["06130070-e13d-11eb-b658-0050568f9c84","cba738ad-8265-11eb-ace3-fa163e311f19","国械注准20203170554","牙种植体","山东恒泰医疗器械有限公司","山东恒泰医疗器械有限公司","a2d4fa33982211ecb3f890e2ba8d9d30","牙种植体","（密封螺丝(亲水无菌包装)）Φ6.0×7.1㎜","TK-SS","纯钛","C0702041390200113243","C07020413902001132430000113",null,"申报企业自主确认为非招标产品、非中选产品或中选部件的附件（如覆盖螺丝、中央螺丝等）产品之一"]
["0614c479-e13d-11eb-b658-0050568f9c84","cba738ad-8265-11eb-ace3-fa163e311f19","国械注准20203170554","牙种植体","山东恒泰医疗器械有限公司","山东恒泰医疗器械有限公司","a2d4fa33982211ecb3f890e2ba8d9d30","牙种植体","（密封螺丝(亲水无菌包装)）Φ4.3×6.9㎜","TK-SS","纯钛","C0702041390200113243","C07020413902001132430000114",null,"申报企业自主确认为非招标产品、非中选产品或中选部件的附件（如覆盖螺丝、中央螺丝等）产品之一"]
["0614d1df-e13d-11eb-b658-0050568f9c84","cba738ad-8265-11eb-ace3-fa163e311f19","国械注准20203170554","牙种植体","山东恒泰医疗器械有限公司","山东恒泰医疗器械有限公司","a2d4fa33982211ecb3f890e2ba8d9d30","牙种植体","（密封螺丝(亲水无菌包装)）Φ3.1×6.6㎜","TK-SS","纯钛","C0702041390200113243","C07020413902001132430000116",null,"申报企业自主确认为非招标产品、非中选产品或中选部件的附件（如覆盖螺丝、中央螺丝等）产品之一"]
["0614e8b3-e13d-11eb-b658-0050568f9c84","cba738ad-8265-11eb-ace3-fa163e311f19","国械注准20203170554","牙种植体","山东恒泰医疗器械有限公司","山东恒泰医疗器械有限公司","a2d4fa33982211ecb3f890e2ba8d9d30","牙种植体","（密封螺丝(亲水无菌包装)）Φ3.8×6.7㎜","TK-SS","纯钛","C0702041390200113243","C07020413902001132430000119",null,"申报企业自主确认为非招标产品、非中选产品或中选部件的附件（如覆盖螺丝、中央螺丝等）产品之一"]
["0614ee97-e13d-11eb-b658-0050568f9c84","cba738ad-8265-11eb-ace3-fa163e311f19","国械注准20203170554","牙种植体","山东恒泰医疗器械有限公司","山东恒泰医疗器械有限公司","a2d4fa33982211ecb3f890e2ba8d9d30","牙种植体","（密封螺丝(亲水无菌包装)）Φ4.3×7.1㎜","TK-SS","纯钛","C0702041390200113243","C07020413902001132430000122",null,"申报企业自主确认为非招标产品、非中选产品或中选部件的附件（如覆盖螺丝、中央螺丝等）产品之一"]
["0614f060-e13d-11eb-b658-0050568f9c84","cba738ad-8265-11eb-ace3-fa163e311f19","国械注准20203170554","牙种植体","山东恒泰医疗器械有限公司","山东恒泰医疗器械有限公司","a2d4fa33982211ecb3f890e2ba8d9d30","牙种植体","（密封螺丝(亲水无菌包装)）Φ4.0×5.0㎜","TK-SS","纯钛","C0702041390200113243","C07020413902001132430000123",null,"申报企业自主确认为非招标产品、非中选产品或中选部件的附件（如覆盖螺丝、中央螺丝等）产品之一"]
["0614f7e2-e13d-11eb-b658-0050568f9c84","cba738ad-8265-11eb-ace3-fa163e311f19","国械注准20203170554","牙种植体","山东恒泰医疗器械有限公司","山东恒泰医疗器械有限公司","a2d4fa33982211ecb3f890e2ba8d9d30","牙种植体","（密封螺丝(亲水无菌包装)）Φ3.4×4.9㎜","TK-SS","纯钛","C0702041390200113243","C07020413902001132430000126",null,"申报企业自主确认为非招标产品、非中选产品或中选部件的附件（如覆盖螺丝、中央螺丝等）产品之一"]
["0614fd28-e13d-11eb-b658-0050568f9c84","cba738ad-8265-11eb-ace3-fa163e311f19","国械注准20203170554","牙种植体","山东恒泰医疗器械有限公司","山东恒泰医疗器械有限公司","a2d4fa33982211ecb3f890e2ba8d9d30","牙种植体","（密封螺丝(亲水无菌包装)）Φ4.3×5.2㎜","TK-SS","纯钛","C0702041390200113243","C07020413902001132430000129",null,"申报企业自主确认为非招标产品、非中选产品或中选部件的附件（如覆盖螺丝、中央螺丝等）产品之一"]
["061500a6-e13d-11eb-b658-0050568f9c84","cba738ad-8265-11eb-ace3-fa163e311f19","国械注准20203170554","牙种植体","山东恒泰医疗器械有限公司","山东恒泰医疗器械有限公司","a2d4fa33982211ecb3f890e2ba8d9d30","牙种植体","（密封螺丝(亲水无菌包装)）Φ6.0×4.9㎜","TK-SS","纯钛","C0702041390200113243","C07020413902001132430000131",null,"申报企业自主确认为非招标产品、非中选产品或中选部件的附件（如覆盖螺丝、中央螺丝等）产品之一"]
["0615025c-e13d-11eb-b658-0050568f9c84","cba738ad-8265-11eb-ace3-fa163e311f19","国械注准20203170554","牙种植体","山东恒泰医疗器械有限公司","山东恒泰医疗器械有限公司","a2d4fa33982211ecb3f890e2ba8d9d30","牙种植体","（密封螺丝(亲水无菌包装)）Φ3.8×7.0㎜","TK-SS","纯钛","C0702041390200113243","C07020413902001132430000132",null,"申报企业自主确认为非招标产品、非中选产品或中选部件的附件（如覆盖螺丝、中央螺丝等）产品之一"]
["06150acf-e13d-11eb-b658-0050568f9c84","cba738ad-8265-11eb-ace3-fa163e311f19","国械注准20203170554","牙种植体","山东恒泰医疗器械有限公司","山东恒泰医疗器械有限公司","a2d4fa33982211ecb3f890e2ba8d9d30","牙种植体","（密封螺丝(亲水无菌包装)）Φ3.1×7.0㎜","TK-SS","纯钛","C0702041390200113243","C07020413902001132430000135",null,"申报企业自主确认为非招标产品、非中选产品或中选部件的附件（如覆盖螺丝、中央螺丝等）产品之一"]
["06150c89-e13d-11eb-b658-0050568f9c84","cba738ad-8265-11eb-ace3-fa163e311f19","国械注准20203170554","牙种植体","山东恒泰医疗器械有限公司","山东恒泰医疗器械有限公司","a2d4fa33982211ecb3f890e2ba8d9d30","牙种植体","（密封螺丝(亲水无菌包装)）Φ4.7×6.6㎜","TK-SS","纯钛","C0702041390200113243","C07020413902001132430000136",null,"申报企业自主确认为非招标产品、非中选产品或中选部件的附件（如覆盖螺丝、中央螺丝等）产品之一"]
["0615209e-e13d-11eb-b658-0050568f9c84","cba738ad-8265-11eb-ace3-fa163e311f19","国械注准20203170554","牙种植体","山东恒泰医疗器械有限公司","山东恒泰医疗器械有限公司","a2d4fa33982211ecb3f890e2ba8d9d30","牙种植体","（密封螺丝(亲水无菌包装)）Φ4.0×7.1㎜","TK-SS","纯钛","C0702041390200113243","C07020413902001132430000139",null,"申报企业自主确认为非招标产品、非中选产品或中选部件的附件（如覆盖螺丝、中央螺丝等）产品之一"]
["06152444-e13d-11eb-b658-0050568f9c84","cba738ad-8265-11eb-ace3-fa163e311f19","国械注准20203170554","牙种植体","山东恒泰医疗器械有限公司","山东恒泰医疗器械有限公司","a2d4fa33982211ecb3f890e2ba8d9d30","牙种植体","（密封螺丝(亲水无菌包装)）Φ5.0×6.8㎜","TK-SS","纯钛","C0702041390200113243","C07020413902001132430000141",null,"申报企业自主确认为非招标产品、非中选产品或中选部件的附件（如覆盖螺丝、中央螺丝等）产品之一"]
["38e92ec7-83ae-11eb-ace3-fa163e311f19","cba738ad-8265-11eb-ace3-fa163e311f19","国械注准20203170554","牙种植体","山东恒泰医疗器械有限公司","山东恒泰医疗器械有限公司","a2d4fa33982211ecb3f890e2ba8d9d30","牙种植体","（密封螺丝）Φ4.3×（4.7-5.2）","TK-SS","纯钛","C0702041390200113243","C07020413902001132430000003",null,"申报企业自主确认为非招标产品、非中选产品或中选部件的附件（如覆盖螺丝、中央螺丝等）产品之一"]
["38e93c71-83ae-11eb-ace3-fa163e311f19","cba738ad-8265-11eb-ace3-fa163e311f19","国械注准20203170554","牙种植体","山东恒泰医疗器械有限公司","山东恒泰医疗器械有限公司","a2d4fa33982211ecb3f890e2ba8d9d30","牙种植体","（密封螺丝）Φ3.5×（6.6-7.1）","TK-SS","纯钛","C0702041390200113243","C07020413902001132430000004",null,"申报企业自主确认为非招标产品、非中选产品或中选部件的附件（如覆盖螺丝、中央螺丝等）产品之一"]
["38e94302-83ae-11eb-ace3-fa163e311f19","cba738ad-8265-11eb-ace3-fa163e311f19","国械注准20203170554","牙种植体","山东恒泰医疗器械有限公司","山东恒泰医疗器械有限公司","a2d4fa33982211ecb3f890e2ba8d9d30","牙种植体","（密封螺丝）Φ4.0×（6.6-7.1）","TK-SS","纯钛","C0702041390200113243","C07020413902001132430000007",null,"申报企业自主确认为非招标产品、非中选产品或中选部件的附件（如覆盖螺丝、中央螺丝等）产品之一"]
["38e95b96-83ae-11eb-ace3-fa163e311f19","cba738ad-8265-11eb-ace3-fa163e311f19","国械注准20203170554","牙种植体","山东恒泰医疗器械有限公司","山东恒泰医疗器械有限公司","a2d4fa33982211ecb3f890e2ba8d9d30","牙种植体","（密封螺丝）Φ3.1×（6.6-7.1）","TK-SS","纯钛","C0702041390200113243","C07020413902001132430000008",null,"申报企业自主确认为非招标产品、非中选产品或中选部件的附件（如覆盖螺丝、中央螺丝等）产品之一"]
["38e96425-83ae-11eb-ace3-fa163e311f19","cba738ad-8265-11eb-ace3-fa163e311f19","国械注准20203170554","牙种植体","山东恒泰医疗器械有限公司","山东恒泰医疗器械有限公司","a2d4fa33982211ecb3f890e2ba8d9d30","牙种植体","（密封螺丝）Φ5.0×（6.6-7.1）","TK-SS","纯钛","C0702041390200113243","C07020413902001132430000012",null,"申报企业自主确认为非招标产品、非中选产品或中选部件的附件（如覆盖螺丝、中央螺丝等）产品之一"]
["38e979bb-83ae-11eb-ace3-fa163e311f19","cba738ad-8265-11eb-ace3-fa163e311f19","国械注准20203170554","牙种植体","山东恒泰医疗器械有限公司","山东恒泰医疗器械有限公司","a2d4fa33982211ecb3f890e2ba8d9d30","牙种植体","（密封螺丝）Φ5.5×（6.6-7.1）","TK-SS","纯钛","C0702041390200113243","C07020413902001132430000013",null,"申报企业自主确认为非招标产品、非中选产品或中选部件的附件（如覆盖螺丝、中央螺丝等）产品之一"]
["38e97eef-83ae-11eb-ace3-fa163e311f19","cba738ad-8265-11eb-ace3-fa163e311f19","国械注准20203170554","牙种植体","山东恒泰医疗器械有限公司","山东恒泰医疗器械有限公司","a2d4fa33982211ecb3f890e2ba8d9d30","牙种植体","（密封螺丝）Φ3.5×（4.7-5.2）","TK-SS","纯钛","C0702041390200113243","C07020413902001132430000016",null,"申报企业自主确认为非招标产品、非中选产品或中选部件的附件（如覆盖螺丝、中央螺丝等）产品之一"]
["38e98080-83ae-11eb-ace3-fa163e311f19","cba738ad-8265-11eb-ace3-fa163e311f19","国械注准20203170554","牙种植体","山东恒泰医疗器械有限公司","山东恒泰医疗器械有限公司","a2d4fa33982211ecb3f890e2ba8d9d30","牙种植体","（密封螺丝）Φ3.8×（4.7-5.2）","TK-SS","纯钛","C0702041390200113243","C07020413902001132430000017",null,"申报企业自主确认为非招标产品、非中选产品或中选部件的附件（如覆盖螺丝、中央螺丝等）产品之一"]
["abef229b-e13c-11eb-b658-0050568f9c84","cba738ad-8265-11eb-ace3-fa163e311f19","国械注准20203170554","牙种植体","山东恒泰医疗器械有限公司","山东恒泰医疗器械有限公司","a2d4fa33982211ecb3f890e2ba8d9d30","牙种植体","（密封螺丝(无菌包装)）Φ3.4×5.0㎜","TK-SS","纯钛","C0702041390200113243","C07020413902001132430000142",null,"申报企业自主确认为非招标产品、非中选产品或中选部件的附件（如覆盖螺丝、中央螺丝等）产品之一"]
["abf2d862-e13c-11eb-b658-0050568f9c84","cba738ad-8265-11eb-ace3-fa163e311f19","国械注准20203170554","牙种植体","山东恒泰医疗器械有限公司","山东恒泰医疗器械有限公司","a2d4fa33982211ecb3f890e2ba8d9d30","牙种植体","（密封螺丝(无菌包装)）Φ4.0×5.1㎜","TK-SS","纯钛","C0702041390200113243","C07020413902001132430000143",null,"申报企业自主确认为非招标产品、非中选产品或中选部件的附件（如覆盖螺丝、中央螺丝等）产品之一"]
["abf7c2fe-e13c-11eb-b658-0050568f9c84","cba738ad-8265-11eb-ace3-fa163e311f19","国械注准20203170554","牙种植体","山东恒泰医疗器械有限公司","山东恒泰医疗器械有限公司","a2d4fa33982211ecb3f890e2ba8d9d30","牙种植体","（密封螺丝(无菌包装)）Φ3.4×6.8㎜","TK-SS","纯钛","C0702041390200113243","C07020413902001132430000146",null,"申报企业自主确认为非招标产品、非中选产品或中选部件的附件（如覆盖螺丝、中央螺丝等）产品之一"]
["abf91c1e-e13c-11eb-b658-0050568f9c84","cba738ad-8265-11eb-ace3-fa163e311f19","国械注准20203170554","牙种植体","山东恒泰医疗器械有限公司","山东恒泰医疗器械有限公司","a2d4fa33982211ecb3f890e2ba8d9d30","牙种植体","（密封螺丝(无菌包装)）Φ6.0×6.8㎜","TK-SS","纯钛","C0702041390200113243","C07020413902001132430000147",null,"申报企业自主确认为非招标产品、非中选产品或中选部件的附件（如覆盖螺丝、中央螺丝等）产品之一"]
["abf9231f-e13c-11eb-b658-0050568f9c84","cba738ad-8265-11eb-ace3-fa163e311f19","国械注准20203170554","牙种植体","山东恒泰医疗器械有限公司","山东恒泰医疗器械有限公司","a2d4fa33982211ecb3f890e2ba8d9d30","牙种植体","（密封螺丝(无菌包装)）Φ3.8×4.7㎜","TK-SS","纯钛","C0702041390200113243","C07020413902001132430000150",null,"申报企业自主确认为非招标产品、非中选产品或中选部件的附件（如覆盖螺丝、中央螺丝等）产品之一"]
["abf9275b-e13c-11eb-b658-0050568f9c84","cba738ad-8265-11eb-ace3-fa163e311f19","国械注准20203170554","牙种植体","山东恒泰医疗器械有限公司","山东恒泰医疗器械有限公司","a2d4fa33982211ecb3f890e2ba8d9d30","牙种植体","（密封螺丝(无菌包装)）Φ5.0×7.0㎜","TK-SS","纯钛","C0702041390200113243","C07020413902001132430000152",null,"申报企业自主确认为非招标产品、非中选产品或中选部件的附件（如覆盖螺丝、中央螺丝等）产品之一"]
["abf92d5d-e13c-11eb-b658-0050568f9c84","cba738ad-8265-11eb-ace3-fa163e311f19","国械注准20203170554","牙种植体","山东恒泰医疗器械有限公司","山东恒泰医疗器械有限公司","a2d4fa33982211ecb3f890e2ba8d9d30","牙种植体","（密封螺丝(无菌包装)）Φ5.5×6.9㎜","TK-SS","纯钛","C0702041390200113243","C07020413902001132430000155",null,"申报企业自主确认为非招标产品、非中选产品或中选部件的附件（如覆盖螺丝、中央螺丝等）产品之一"]
["abf930df-e13c-11eb-b658-0050568f9c84","cba738ad-8265-11eb-ace3-fa163e311f19","国械注准20203170554","牙种植体","山东恒泰医疗器械有限公司","山东恒泰医疗器械有限公司","a2d4fa33982211ecb3f890e2ba8d9d30","牙种植体","（密封螺丝(无菌包装)）Φ3.1×7.1㎜","TK-SS","纯钛","C0702041390200113243","C07020413902001132430000156",null,"申报企业自主确认为非招标产品、非中选产品或中选部件的附件（如覆盖螺丝、中央螺丝等）产品之一"]
["abf936ca-e13c-11eb-b658-0050568f9c84","cba738ad-8265-11eb-ace3-fa163e311f19","国械注准20203170554","牙种植体","山东恒泰医疗器械有限公司","山东恒泰医疗器械有限公司","a2d4fa33982211ecb3f890e2ba8d9d30","牙种植体","（密封螺丝(无菌包装)）Φ6.0×4.8㎜","TK-SS","纯钛","C0702041390200113243","C07020413902001132430000159",null,"申报企业自主确认为非招标产品、非中选产品或中选部件的附件（如覆盖螺丝、中央螺丝等）产品之一"]
["abf9398e-e13c-11eb-b658-0050568f9c84","cba738ad-8265-11eb-ace3-fa163e311f19","国械注准20203170554","牙种植体","山东恒泰医疗器械有限公司","山东恒泰医疗器械有限公司","a2d4fa33982211ecb3f890e2ba8d9d30","牙种植体","（密封螺丝(无菌包装)）Φ5.0×5.0㎜","TK-SS","纯钛","C0702041390200113243","C07020413902001132430000160",null,"申报企业自主确认为非招标产品、非中选产品或中选部件的附件（如覆盖螺丝、中央螺丝等）产品之一"]
["abf946e5-e13c-11eb-b658-0050568f9c84","cba738ad-8265-11eb-ace3-fa163e311f19","国械注准20203170554","牙种植体","山东恒泰医疗器械有限公司","山东恒泰医疗器械有限公司","a2d4fa33982211ecb3f890e2ba8d9d30","牙种植体","（密封螺丝(无菌包装)）Φ3.8×6.7㎜","TK-SS","纯钛","C0702041390200113243","C07020413902001132430000162",null,"申报企业自主确认为非招标产品、非中选产品或中选部件的附件（如覆盖螺丝、中央螺丝等）产品之一"]
["abfde698-e13c-11eb-b658-0050568f9c84","cba738ad-8265-11eb-ace3-fa163e311f19","国械注准20203170554","牙种植体","山东恒泰医疗器械有限公司","山东恒泰医疗器械有限公司","a2d4fa33982211ecb3f890e2ba8d9d30","牙种植体","（密封螺丝(无菌包装)）Φ4.7×5.2㎜","TK-SS","纯钛","C0702041390200113243","C07020413902001132430000165",null,"申报企业自主确认为非招标产品、非中选产品或中选部件的附件（如覆盖螺丝、中央螺丝等）产品之一"]
["abfdf10b-e13c-11eb-b658-0050568f9c84","cba738ad-8265-11eb-ace3-fa163e311f19","国械注准20203170554","牙种植体","山东恒泰医疗器械有限公司","山东恒泰医疗器械有限公司","a2d4fa33982211ecb3f890e2ba8d9d30","牙种植体","（密封螺丝(无菌包装)）Φ3.5×7.0㎜","TK-SS","纯钛","C0702041390200113243","C07020413902001132430000168",null,"申报企业自主确认为非招标产品、非中选产品或中选部件的附件（如覆盖螺丝、中央螺丝等）产品之一"]
["abfdf4b8-e13c-11eb-b658-0050568f9c84","cba738ad-8265-11eb-ace3-fa163e311f19","国械注准20203170554","牙种植体","山东恒泰医疗器械有限公司","山东恒泰医疗器械有限公司","a2d4fa33982211ecb3f890e2ba8d9d30","牙种植体","（密封螺丝(无菌包装)）Φ3.8×6.6㎜","TK-SS","纯钛","C0702041390200113243","C07020413902001132430000169",null,"申报企业自主确认为非招标产品、非中选产品或中选部件的附件（如覆盖螺丝、中央螺丝等）产品之一"]
["abfdff84-e13c-11eb-b658-0050568f9c84","cba738ad-8265-11eb-ace3-fa163e311f19","国械注准20203170554","牙种植体","山东恒泰医疗器械有限公司","山东恒泰医疗器械有限公司","a2d4fa33982211ecb3f890e2ba8d9d30","牙种植体","（密封螺丝(无菌包装)）Φ5.5×6.7㎜","TK-SS","纯钛","C0702041390200113243","C07020413902001132430000172",null,"申报企业自主确认为非招标产品、非中选产品或中选部件的附件（如覆盖螺丝、中央螺丝等）产品之一"]
["abfe02e0-e13c-11eb-b658-0050568f9c84","cba738ad-8265-11eb-ace3-fa163e311f19","国械注准20203170554","牙种植体","山东恒泰医疗器械有限公司","山东恒泰医疗器械有限公司","a2d4fa33982211ecb3f890e2ba8d9d30","牙种植体","（密封螺丝(无菌包装)）Φ3.4×7.1㎜","TK-SS","纯钛","C0702041390200113243","C07020413902001132430000173",null,"申报企业自主确认为非招标产品、非中选产品或中选部件的附件（如覆盖螺丝、中央螺丝等）产品之一"]
["abfe102e-e13c-11eb-b658-0050568f9c84","cba738ad-8265-11eb-ace3-fa163e311f19","国械注准20203170554","牙种植体","山东恒泰医疗器械有限公司","山东恒泰医疗器械有限公司","a2d4fa33982211ecb3f890e2ba8d9d30","牙种植体","（密封螺丝(无菌包装)）Φ3.5×5.2㎜","TK-SS","纯钛","C0702041390200113243","C07020413902001132430000177",null,"申报企业自主确认为非招标产品、非中选产品或中选部件的附件（如覆盖螺丝、中央螺丝等）产品之一"]
["abfe139d-e13c-11eb-b658-0050568f9c84","cba738ad-8265-11eb-ace3-fa163e311f19","国械注准20203170554","牙种植体","山东恒泰医疗器械有限公司","山东恒泰医疗器械有限公司","a2d4fa33982211ecb3f890e2ba8d9d30","牙种植体","（密封螺丝(无菌包装)）Φ3.1×6.8㎜","TK-SS","纯钛","C0702041390200113243","C07020413902001132430000178",null,"申报企业自主确认为非招标产品、非中选产品或中选部件的附件（如覆盖螺丝、中央螺丝等）产品之一"]
["abffad85-e13c-11eb-b658-0050568f9c84","cba738ad-8265-11eb-ace3-fa163e311f19","国械注准20203170554","牙种植体","山东恒泰医疗器械有限公司","山东恒泰医疗器械有限公司","a2d4fa33982211ecb3f890e2ba8d9d30","牙种植体","（密封螺丝(无菌包装)）Φ3.5×4.8㎜","TK-SS","纯钛","C0702041390200113243","C07020413902001132430000181",null,"申报企业自主确认为非招标产品、非中选产品或中选部件的附件（如覆盖螺丝、中央螺丝等）产品之一"]
["abffb9a8-e13c-11eb-b658-0050568f9c84","cba738ad-8265-11eb-ace3-fa163e311f19","国械注准20203170554","牙种植体","山东恒泰医疗器械有限公司","山东恒泰医疗器械有限公司","a2d4fa33982211ecb3f890e2ba8d9d30","牙种植体","（密封螺丝(无菌包装)）Φ4.3×5.0㎜","TK-SS","纯钛","C0702041390200113243","C07020413902001132430000182",null,"申报企业自主确认为非招标产品、非中选产品或中选部件的附件（如覆盖螺丝、中央螺丝等）产品之一"]
["abffc1c3-e13c-11eb-b658-0050568f9c84","cba738ad-8265-11eb-ace3-fa163e311f19","国械注准20203170554","牙种植体","山东恒泰医疗器械有限公司","山东恒泰医疗器械有限公司","a2d4fa33982211ecb3f890e2ba8d9d30","牙种植体","（密封螺丝(无菌包装)）Φ3.5×7.1㎜","TK-SS","纯钛","C0702041390200113243","C07020413902001132430000185",null,"申报企业自主确认为非招标产品、非中选产品或中选部件的附件（如覆盖螺丝、中央螺丝等）产品之一"]
["abffc594-e13c-11eb-b658-0050568f9c84","cba738ad-8265-11eb-ace3-fa163e311f19","国械注准20203170554","牙种植体","山东恒泰医疗器械有限公司","山东恒泰医疗器械有限公司","a2d4fa33982211ecb3f890e2ba8d9d30","牙种植体","（密封螺丝(无菌包装)）Φ3.1×4.8㎜","TK-SS","纯钛","C0702041390200113243","C07020413902001132430000187",null,"申报企业自主确认为非招标产品、非中选产品或中选部件的附件（如覆盖螺丝、中央螺丝等）产品之一"]
["abffd996-e13c-11eb-b658-0050568f9c84","cba738ad-8265-11eb-ace3-fa163e311f19","国械注准20203170554","牙种植体","山东恒泰医疗器械有限公司","山东恒泰医疗器械有限公司","a2d4fa33982211ecb3f890e2ba8d9d30","牙种植体","（密封螺丝(无菌包装)）Φ3.8×4.8㎜","TK-SS","纯钛","C0702041390200113243","C07020413902001132430000190",null,"申报企业自主确认为非招标产品、非中选产品或中选部件的附件（如覆盖螺丝、中央螺丝等）产品之一"]
["abffdbcb-e13c-11eb-b658-0050568f9c84","cba738ad-8265-11eb-ace3-fa163e311f19","国械注准20203170554","牙种植体","山东恒泰医疗器械有限公司","山东恒泰医疗器械有限公司","a2d4fa33982211ecb3f890e2ba8d9d30","牙种植体","（密封螺丝(无菌包装)）Φ3.5×4.9㎜","TK-SS","纯钛","C0702041390200113243","C07020413902001132430000191",null,"申报企业自主确认为非招标产品、非中选产品或中选部件的附件（如覆盖螺丝、中央螺丝等）产品之一"]
["abffe209-e13c-11eb-b658-0050568f9c84","cba738ad-8265-11eb-ace3-fa163e311f19","国械注准20203170554","牙种植体","山东恒泰医疗器械有限公司","山东恒泰医疗器械有限公司","a2d4fa33982211ecb3f890e2ba8d9d30","牙种植体","（密封螺丝(无菌包装)）Φ4.0×4.8㎜","TK-SS","纯钛","C0702041390200113243","C07020413902001132430000194",null,"申报企业自主确认为非招标产品、非中选产品或中选部件的附件（如覆盖螺丝、中央螺丝等）产品之一"]
["abffe3fc-e13c-11eb-b658-0050568f9c84","cba738ad-8265-11eb-ace3-fa163e311f19","国械注准20203170554","牙种植体","山东恒泰医疗器械有限公司","山东恒泰医疗器械有限公司","a2d4fa33982211ecb3f890e2ba8d9d30","牙种植体","（密封螺丝(无菌包装)）Φ4.3×7.1㎜","TK-SS","纯钛","C0702041390200113243","C07020413902001132430000195",null,"申报企业自主确认为非招标产品、非中选产品或中选部件的附件（如覆盖螺丝、中央螺丝等）产品之一"]
["abffe7cf-e13c-11eb-b658-0050568f9c84","cba738ad-8265-11eb-ace3-fa163e311f19","国械注准20203170554","牙种植体","山东恒泰医疗器械有限公司","山东恒泰医疗器械有限公司","a2d4fa33982211ecb3f890e2ba8d9d30","牙种植体","（密封螺丝(无菌包装)）Φ5.5×4.7㎜","TK-SS","纯钛","C0702041390200113243","C07020413902001132430000197",null,"申报企业自主确认为非招标产品、非中选产品或中选部件的附件（如覆盖螺丝、中央螺丝等）产品之一"]
["abffedac-e13c-11eb-b658-0050568f9c84","cba738ad-8265-11eb-ace3-fa163e311f19","国械注准20203170554","牙种植体","山东恒泰医疗器械有限公司","山东恒泰医疗器械有限公司","a2d4fa33982211ecb3f890e2ba8d9d30","牙种植体","（密封螺丝(无菌包装)）Φ5.5×5.2㎜","TK-SS","纯钛","C0702041390200113243","C07020413902001132430000200",null,"申报企业自主确认为非招标产品、非中选产品或中选部件的附件（如覆盖螺丝、中央螺丝等）产品之一"]
["abfffa96-e13c-11eb-b658-0050568f9c84","cba738ad-8265-11eb-ace3-fa163e311f19","国械注准20203170554","牙种植体","山东恒泰医疗器械有限公司","山东恒泰医疗器械有限公司","a2d4fa33982211ecb3f890e2ba8d9d30","牙种植体","（密封螺丝(无菌包装)）Φ5.5×6.6㎜","TK-SS","纯钛","C0702041390200113243","C07020413902001132430000203",null,"申报企业自主确认为非招标产品、非中选产品或中选部件的附件（如覆盖螺丝、中央螺丝等）产品之一"]
["abfffcc4-e13c-11eb-b658-0050568f9c84","cba738ad-8265-11eb-ace3-fa163e311f19","国械注准20203170554","牙种植体","山东恒泰医疗器械有限公司","山东恒泰医疗器械有限公司","a2d4fa33982211ecb3f890e2ba8d9d30","牙种植体","（密封螺丝(无菌包装)）Φ4.0×6.8㎜","TK-SS","纯钛","C0702041390200113243","C07020413902001132430000204",null,"申报企业自主确认为非招标产品、非中选产品或中选部件的附件（如覆盖螺丝、中央螺丝等）产品之一"]
["ac000318-e13c-11eb-b658-0050568f9c84","cba738ad-8265-11eb-ace3-fa163e311f19","国械注准20203170554","牙种植体","山东恒泰医疗器械有限公司","山东恒泰医疗器械有限公司","a2d4fa33982211ecb3f890e2ba8d9d30","牙种植体","（密封螺丝(无菌包装)）Φ3.4×4.7㎜","TK-SS","纯钛","C0702041390200113243","C07020413902001132430000207",null,"申报企业自主确认为非招标产品、非中选产品或中选部件的附件（如覆盖螺丝、中央螺丝等）产品之一"]
["ac000a7d-e13c-11eb-b658-0050568f9c84","cba738ad-8265-11eb-ace3-fa163e311f19","国械注准20203170554","牙种植体","山东恒泰医疗器械有限公司","山东恒泰医疗器械有限公司","a2d4fa33982211ecb3f890e2ba8d9d30","牙种植体","（密封螺丝(无菌包装)）Φ5.0×5.1㎜","TK-SS","纯钛","C0702041390200113243","C07020413902001132430000210",null,"申报企业自主确认为非招标产品、非中选产品或中选部件的附件（如覆盖螺丝、中央螺丝等）产品之一"]
["ac001273-e13c-11eb-b658-0050568f9c84","cba738ad-8265-11eb-ace3-fa163e311f19","国械注准20203170554","牙种植体","山东恒泰医疗器械有限公司","山东恒泰医疗器械有限公司","a2d4fa33982211ecb3f890e2ba8d9d30","牙种植体","（密封螺丝(无菌包装)）Φ4.7×6.7㎜","TK-SS","纯钛","C0702041390200113243","C07020413902001132430000212",null,"申报企业自主确认为非招标产品、非中选产品或中选部件的附件（如覆盖螺丝、中央螺丝等）产品之一"]
["ac00145c-e13c-11eb-b658-0050568f9c84","cba738ad-8265-11eb-ace3-fa163e311f19","国械注准20203170554","牙种植体","山东恒泰医疗器械有限公司","山东恒泰医疗器械有限公司","a2d4fa33982211ecb3f890e2ba8d9d30","牙种植体","（密封螺丝(无菌包装)）Φ4.7×4.7㎜","TK-SS","纯钛","C0702041390200113243","C07020413902001132430000213",null,"申报企业自主确认为非招标产品、非中选产品或中选部件的附件（如覆盖螺丝、中央螺丝等）产品之一"]
["ac001b29-e13c-11eb-b658-0050568f9c84","cba738ad-8265-11eb-ace3-fa163e311f19","国械注准20203170554","牙种植体","山东恒泰医疗器械有限公司","山东恒泰医疗器械有限公司","a2d4fa33982211ecb3f890e2ba8d9d30","牙种植体","（密封螺丝(无菌包装)）Φ5.0×6.8㎜","TK-SS","纯钛","C0702041390200113243","C07020413902001132430000216",null,"申报企业自主确认为非招标产品、非中选产品或中选部件的附件（如覆盖螺丝、中央螺丝等）产品之一"]
["ac001d7d-e13c-11eb-b658-0050568f9c84","cba738ad-8265-11eb-ace3-fa163e311f19","国械注准20203170554","牙种植体","山东恒泰医疗器械有限公司","山东恒泰医疗器械有限公司","a2d4fa33982211ecb3f890e2ba8d9d30","牙种植体","（密封螺丝(无菌包装)）Φ5.5×5.1㎜","TK-SS","纯钛","C0702041390200113243","C07020413902001132430000217",null,"申报企业自主确认为非招标产品、非中选产品或中选部件的附件（如覆盖螺丝、中央螺丝等）产品之一"]
["ac002343-e13c-11eb-b658-0050568f9c84","cba738ad-8265-11eb-ace3-fa163e311f19","国械注准20203170554","牙种植体","山东恒泰医疗器械有限公司","山东恒泰医疗器械有限公司","a2d4fa33982211ecb3f890e2ba8d9d30","牙种植体","（密封螺丝(无菌包装)）Φ4.3×5.1㎜","TK-SS","纯钛","C0702041390200113243","C07020413902001132430000220",null,"申报企业自主确认为非招标产品、非中选产品或中选部件的附件（如覆盖螺丝、中央螺丝等）产品之一"]
["ac002702-e13c-11eb-b658-0050568f9c84","cba738ad-8265-11eb-ace3-fa163e311f19","国械注准20203170554","牙种植体","山东恒泰医疗器械有限公司","山东恒泰医疗器械有限公司","a2d4fa33982211ecb3f890e2ba8d9d30","牙种植体","（密封螺丝(无菌包装)）Φ5.0×6.9㎜","TK-SS","纯钛","C0702041390200113243","C07020413902001132430000222",null,"申报企业自主确认为非招标产品、非中选产品或中选部件的附件（如覆盖螺丝、中央螺丝等）产品之一"]
["ac002cda-e13c-11eb-b658-0050568f9c84","cba738ad-8265-11eb-ace3-fa163e311f19","国械注准20203170554","牙种植体","山东恒泰医疗器械有限公司","山东恒泰医疗器械有限公司","a2d4fa33982211ecb3f890e2ba8d9d30","牙种植体","（密封螺丝(无菌包装)）Φ4.0×6.9㎜","TK-SS","纯钛","C0702041390200113243","C07020413902001132430000225",null,"申报企业自主确认为非招标产品、非中选产品或中选部件的附件（如覆盖螺丝、中央螺丝等）产品之一"]
["ac002ef4-e13c-11eb-b658-0050568f9c84","cba738ad-8265-11eb-ace3-fa163e311f19","国械注准20203170554","牙种植体","山东恒泰医疗器械有限公司","山东恒泰医疗器械有限公司","a2d4fa33982211ecb3f890e2ba8d9d30","牙种植体","（密封螺丝(无菌包装)）Φ4.3×6.8㎜","TK-SS","纯钛","C0702041390200113243","C07020413902001132430000226",null,"申报企业自主确认为非招标产品、非中选产品或中选部件的附件（如覆盖螺丝、中央螺丝等）产品之一"]
["ac00349a-e13c-11eb-b658-0050568f9c84","cba738ad-8265-11eb-ace3-fa163e311f19","国械注准20203170554","牙种植体","山东恒泰医疗器械有限公司","山东恒泰医疗器械有限公司","a2d4fa33982211ecb3f890e2ba8d9d30","牙种植体","（密封螺丝(无菌包装)）Φ3.1×5.2㎜","TK-SS","纯钛","C0702041390200113243","C07020413902001132430000229",null,"申报企业自主确认为非招标产品、非中选产品或中选部件的附件（如覆盖螺丝、中央螺丝等）产品之一"]
["ac003678-e13c-11eb-b658-0050568f9c84","cba738ad-8265-11eb-ace3-fa163e311f19","国械注准20203170554","牙种植体","山东恒泰医疗器械有限公司","山东恒泰医疗器械有限公司","a2d4fa33982211ecb3f890e2ba8d9d30","牙种植体","（密封螺丝(无菌包装)）Φ5.0×6.6㎜","TK-SS","纯钛","C0702041390200113243","C07020413902001132430000230",null,"申报企业自主确认为非招标产品、非中选产品或中选部件的附件（如覆盖螺丝、中央螺丝等）产品之一"]
["ac003e19-e13c-11eb-b658-0050568f9c84","cba738ad-8265-11eb-ace3-fa163e311f19","国械注准20203170554","牙种植体","山东恒泰医疗器械有限公司","山东恒泰医疗器械有限公司","a2d4fa33982211ecb3f890e2ba8d9d30","牙种植体","（密封螺丝(无菌包装)）Φ3.1×7.0㎜","TK-SS","纯钛","C0702041390200113243","C07020413902001132430000234",null,"申报企业自主确认为非招标产品、非中选产品或中选部件的附件（如覆盖螺丝、中央螺丝等）产品之一"]
["ac0040fb-e13c-11eb-b658-0050568f9c84","cba738ad-8265-11eb-ace3-fa163e311f19","国械注准20203170554","牙种植体","山东恒泰医疗器械有限公司","山东恒泰医疗器械有限公司","a2d4fa33982211ecb3f890e2ba8d9d30","牙种植体","（密封螺丝(无菌包装)）Φ4.0×6.6㎜","TK-SS","纯钛","C0702041390200113243","C07020413902001132430000235",null,"申报企业自主确认为非招标产品、非中选产品或中选部件的附件（如覆盖螺丝、中央螺丝等）产品之一"]
["ac033a20-e13c-11eb-b658-0050568f9c84","cba738ad-8265-11eb-ace3-fa163e311f19","国械注准20203170554","牙种植体","山东恒泰医疗器械有限公司","山东恒泰医疗器械有限公司","a2d4fa33982211ecb3f890e2ba8d9d30","牙种植体","（密封螺丝(无菌包装)）Φ4.3×7.0㎜","TK-SS","纯钛","C0702041390200113243","C07020413902001132430000238",null,"申报企业自主确认为非招标产品、非中选产品或中选部件的附件（如覆盖螺丝、中央螺丝等）产品之一"]
["ac034b5d-e13c-11eb-b658-0050568f9c84","cba738ad-8265-11eb-ace3-fa163e311f19","国械注准20203170554","牙种植体","山东恒泰医疗器械有限公司","山东恒泰医疗器械有限公司","a2d4fa33982211ecb3f890e2ba8d9d30","牙种植体","（密封螺丝(无菌包装)）Φ6.0×5.2㎜","TK-SS","纯钛","C0702041390200113243","C07020413902001132430000239",null,"申报企业自主确认为非招标产品、非中选产品或中选部件的附件（如覆盖螺丝、中央螺丝等）产品之一"]
["ac035879-e13c-11eb-b658-0050568f9c84","cba738ad-8265-11eb-ace3-fa163e311f19","国械注准20203170554","牙种植体","山东恒泰医疗器械有限公司","山东恒泰医疗器械有限公司","a2d4fa33982211ecb3f890e2ba8d9d30","牙种植体","（密封螺丝(无菌包装)）Φ3.1×5.1㎜","TK-SS","纯钛","C0702041390200113243","C07020413902001132430000243",null,"申报企业自主确认为非招标产品、非中选产品或中选部件的附件（如覆盖螺丝、中央螺丝等）产品之一"]
["ac035a75-e13c-11eb-b658-0050568f9c84","cba738ad-8265-11eb-ace3-fa163e311f19","国械注准20203170554","牙种植体","山东恒泰医疗器械有限公司","山东恒泰医疗器械有限公司","a2d4fa33982211ecb3f890e2ba8d9d30","牙种植体","（密封螺丝(无菌包装)）Φ6.0×7.0㎜","TK-SS","纯钛","C0702041390200113243","C07020413902001132430000244",null,"申报企业自主确认为非招标产品、非中选产品或中选部件的附件（如覆盖螺丝、中央螺丝等）产品之一"]
["ac036248-e13c-11eb-b658-0050568f9c84","cba738ad-8265-11eb-ace3-fa163e311f19","国械注准20203170554","牙种植体","山东恒泰医疗器械有限公司","山东恒泰医疗器械有限公司","a2d4fa33982211ecb3f890e2ba8d9d30","牙种植体","（密封螺丝(无菌包装)）Φ3.8×7.1㎜","TK-SS","纯钛","C0702041390200113243","C07020413902001132430000247",null,"申报企业自主确认为非招标产品、非中选产品或中选部件的附件（如覆盖螺丝、中央螺丝等）产品之一"]
["ac036418-e13c-11eb-b658-0050568f9c84","cba738ad-8265-11eb-ace3-fa163e311f19","国械注准20203170554","牙种植体","山东恒泰医疗器械有限公司","山东恒泰医疗器械有限公司","a2d4fa33982211ecb3f890e2ba8d9d30","牙种植体","（密封螺丝(无菌包装)）Φ4.0×5.2㎜","TK-SS","纯钛","C0702041390200113243","C07020413902001132430000248",null,"申报企业自主确认为非招标产品、非中选产品或中选部件的附件（如覆盖螺丝、中央螺丝等）产品之一"]
["ac036995-e13c-11eb-b658-0050568f9c84","cba738ad-8265-11eb-ace3-fa163e311f19","国械注准20203170554","牙种植体","山东恒泰医疗器械有限公司","山东恒泰医疗器械有限公司","a2d4fa33982211ecb3f890e2ba8d9d30","牙种植体","（密封螺丝(无菌包装)）Φ5.5×6.8㎜","TK-SS","纯钛","C0702041390200113243","C07020413902001132430000251",null,"申报企业自主确认为非招标产品、非中选产品或中选部件的附件（如覆盖螺丝、中央螺丝等）产品之一"]
["ac036b63-e13c-11eb-b658-0050568f9c84","cba738ad-8265-11eb-ace3-fa163e311f19","国械注准20203170554","牙种植体","山东恒泰医疗器械有限公司","山东恒泰医疗器械有限公司","a2d4fa33982211ecb3f890e2ba8d9d30","牙种植体","（密封螺丝(无菌包装)）Φ4.3×5.2㎜","TK-SS","纯钛","C0702041390200113243","C07020413902001132430000252",null,"申报企业自主确认为非招标产品、非中选产品或中选部件的附件（如覆盖螺丝、中央螺丝等）产品之一"]
["ac0370b1-e13c-11eb-b658-0050568f9c84","cba738ad-8265-11eb-ace3-fa163e311f19","国械注准20203170554","牙种植体","山东恒泰医疗器械有限公司","山东恒泰医疗器械有限公司","a2d4fa33982211ecb3f890e2ba8d9d30","牙种植体","（密封螺丝(无菌包装)）Φ3.1×4.7㎜","TK-SS","纯钛","C0702041390200113243","C07020413902001132430000255",null,"申报企业自主确认为非招标产品、非中选产品或中选部件的附件（如覆盖螺丝、中央螺丝等）产品之一"]
["ac037608-e13c-11eb-b658-0050568f9c84","cba738ad-8265-11eb-ace3-fa163e311f19","国械注准20203170554","牙种植体","山东恒泰医疗器械有限公司","山东恒泰医疗器械有限公司","a2d4fa33982211ecb3f890e2ba8d9d30","牙种植体","（密封螺丝(无菌包装)）Φ3.4×6.6㎜","TK-SS","纯钛","C0702041390200113243","C07020413902001132430000257",null,"申报企业自主确认为非招标产品、非中选产品或中选部件的附件（如覆盖螺丝、中央螺丝等）产品之一"]
["ac037c9c-e13c-11eb-b658-0050568f9c84","cba738ad-8265-11eb-ace3-fa163e311f19","国械注准20203170554","牙种植体","山东恒泰医疗器械有限公司","山东恒泰医疗器械有限公司","a2d4fa33982211ecb3f890e2ba8d9d30","牙种植体","（密封螺丝(无菌包装)）Φ3.8×5.1㎜","TK-SS","纯钛","C0702041390200113243","C07020413902001132430000260",null,"申报企业自主确认为非招标产品、非中选产品或中选部件的附件（如覆盖螺丝、中央螺丝等）产品之一"]
["ac037f00-e13c-11eb-b658-0050568f9c84","cba738ad-8265-11eb-ace3-fa163e311f19","国械注准20203170554","牙种植体","山东恒泰医疗器械有限公司","山东恒泰医疗器械有限公司","a2d4fa33982211ecb3f890e2ba8d9d30","牙种植体","（密封螺丝(无菌包装)）Φ6.0×4.7㎜","TK-SS","纯钛","C0702041390200113243","C07020413902001132430000261",null,"申报企业自主确认为非招标产品、非中选产品或中选部件的附件（如覆盖螺丝、中央螺丝等）产品之一"]
["827a87e9-493e-11ed-9447-b4055d63f15c","f090003b-b132-11ea-9ac3-fa163e0a8baf","国械注进20163172205","基台及配件Abutment","韩国仕诺康株式会社SNUCONE Co., Ltd.","北京仕诺康医疗科技股份有限公司","043486dc-493e-11ed-9447-b4055d63f15c","基台及配件-抛光保护器","5.5mm","ASIPP-55","Ti-6A1-4V","C0702041390200507862","C07020413902005078620000003","08800020805706","申报企业自主确认为非招标产品、非中选产品或中选部件的附件（如覆盖螺丝、中央螺丝等）产品之一"]
["95926374-b532-11ea-9ac3-fa163e0a8baf","f090003b-b132-11ea-9ac3-fa163e0a8baf","国械注进20163172205","基台及配件Abutment","韩国仕诺康株式会社SNUCONE Co., Ltd.","北京仕诺康医疗科技股份有限公司","763c9333-b52a-11ea-9ac3-fa163e0a8baf","覆盖螺钉","5.5mm*2.82mm*1.2mm*0.4mm","ACS-2800","Ti-6A1-4V","C0702041390200107862","C07020413902001078620000003",null,"申报企业自主确认为非招标产品、非中选产品或中选部件的附件（如覆盖螺丝、中央螺丝等）产品之一"]
["28049807-b532-11ea-9ac3-fa163e0a8baf","f090003b-b132-11ea-9ac3-fa163e0a8baf","国械注进20163172205","基台及配件Abutment","韩国仕诺康株式会社SNUCONE Co., Ltd.","北京仕诺康医疗科技股份有限公司","a2d5b70e982211ecb3f890e2ba8d9d30","基台及配件-基台","12.8mm*5.5mm*3.335mm","ASA-5510-5","Ti-6A1-4V","C0702021380100107862","C07020213801001078620000053",null,"申报企业自主确认为非招标产品、非中选产品或中选部件的附件（如覆盖螺丝、中央螺丝等）产品之一"]
["28049a80-b532-11ea-9ac3-fa163e0a8baf","f090003b-b132-11ea-9ac3-fa163e0a8baf","国械注进20163172205","基台及配件Abutment","韩国仕诺康株式会社SNUCONE Co., Ltd.","北京仕诺康医疗科技股份有限公司","a2d5b70e982211ecb3f890e2ba8d9d30","基台及配件-基台","13.1mm*4.5mm*3.08mm","ASAM-4510-7","Ti-6A1-4V","C0702021380100107862","C07020213801001078620000054",null,"申报企业自主确认为非招标产品、非中选产品或中选部件的附件（如覆盖螺丝、中央螺丝等）产品之一"]
["2804a029-b532-11ea-9ac3-fa163e0a8baf","f090003b-b132-11ea-9ac3-fa163e0a8baf","国械注进20163172205","基台及配件Abutment","韩国仕诺康株式会社SNUCONE Co., Ltd.","北京仕诺康医疗科技股份有限公司","a2d5b70e982211ecb3f890e2ba8d9d30","基台及配件-基台","14.6mm*4.0mm*1.92mm","ASAM-4040-5","Ti-6A1-4V","C0702021380100107862","C07020213801001078620000057",null,"申报企业自主确认为非招标产品、非中选产品或中选部件的附件（如覆盖螺丝、中央螺丝等）产品之一"]
["2804a1bc-b532-11ea-9ac3-fa163e0a8baf","f090003b-b132-11ea-9ac3-fa163e0a8baf","国械注进20163172205","基台及配件Abutment","韩国仕诺康株式会社SNUCONE Co., Ltd.","北京仕诺康医疗科技股份有限公司","a2d5b70e982211ecb3f890e2ba8d9d30","基台及配件-基台","12.1mm*4.0mm*2.25mm","ASAM-4030-4","Ti-6A1-4V","C0702021380100107862","C07020213801001078620000058",null,"申报企业自主确认为非招标产品、非中选产品或中选部件的附件（如覆盖螺丝、中央螺丝等）产品之一"]
["2804a7ff-b532-11ea-9ac3-fa163e0a8baf","f090003b-b132-11ea-9ac3-fa163e0a8baf","国械注进20163172205","基台及配件Abutment","韩国仕诺康株式会社SNUCONE Co., Ltd.","北京仕诺康医疗科技股份有限公司","a2d5b70e982211ecb3f890e2ba8d9d30","基台及配件-基台","13.3mm*4.5mm*2.835mm","ASA-4515-5","Ti-6A1-4V","C0702021380100107862","C07020213801001078620000062",null,"申报企业自主确认为非招标产品、非中选产品或中选部件的附件（如覆盖螺丝、中央螺丝等）产品之一"]
["2804a986-b532-11ea-9ac3-fa163e0a8baf","f090003b-b132-11ea-9ac3-fa163e0a8baf","国械注进20163172205","基台及配件Abutment","韩国仕诺康株式会社SNUCONE Co., Ltd.","北京仕诺康医疗科技股份有限公司","a2d5b70e982211ecb3f890e2ba8d9d30","基台及配件-基台","15.1mm*4.0mm*1.59mm","ASAM-4030-7","Ti-6A1-4V","C0702021380100107862","C07020213801001078620000063",null,"申报企业自主确认为非招标产品、非中选产品或中选部件的附件（如覆盖螺丝、中央螺丝等）产品之一"]
["2804ae4b-b532-11ea-9ac3-fa163e0a8baf","f090003b-b132-11ea-9ac3-fa163e0a8baf","国械注进20163172205","基台及配件Abutment","韩国仕诺康株式会社SNUCONE Co., Ltd.","北京仕诺康医疗科技股份有限公司","a2d5b70e982211ecb3f890e2ba8d9d30","基台及配件-基台","16.3mm*5.5mm*3.335mm","ASA-5545-5","Ti-6A1-4V","C0702021380100107862","C07020213801001078620000066",null,"申报企业自主确认为非招标产品、非中选产品或中选部件的附件（如覆盖螺丝、中央螺丝等）产品之一"]
["2804afce-b532-11ea-9ac3-fa163e0a8baf","f090003b-b132-11ea-9ac3-fa163e0a8baf","国械注进20163172205","基台及配件Abutment","韩国仕诺康株式会社SNUCONE Co., Ltd.","北京仕诺康医疗科技股份有限公司","a2d5b70e982211ecb3f890e2ba8d9d30","基台及配件-基台","16.3mm*6.5mm*3.838mm","ASA-6545-5","Ti-6A1-4V","C0702021380100107862","C07020213801001078620000067",null,"申报企业自主确认为非招标产品、非中选产品或中选部件的附件（如覆盖螺丝、中央螺丝等）产品之一"]
["2804b477-b532-11ea-9ac3-fa163e0a8baf","f090003b-b132-11ea-9ac3-fa163e0a8baf","国械注进20163172205","基台及配件Abutment","韩国仕诺康株式会社SNUCONE Co., Ltd.","北京仕诺康医疗科技股份有限公司","a2d5b70e982211ecb3f890e2ba8d9d30","基台及配件-基台","15.3mm*4.5mm*2.835mm","ASA-4535-5","Ti-6A1-4V","C0702021380100107862","C07020213801001078620000070",null,"申报企业自主确认为非招标产品、非中选产品或中选部件的附件（如覆盖螺丝、中央螺丝等）产品之一"]
["2804b828-b532-11ea-9ac3-fa163e0a8baf","f090003b-b132-11ea-9ac3-fa163e0a8baf","国械注进20163172205","基台及配件Abutment","韩国仕诺康株式会社SNUCONE Co., Ltd.","北京仕诺康医疗科技股份有限公司","a2d5b70e982211ecb3f890e2ba8d9d30","基台及配件-基台","12.6mm*4.0mm*1.92mm","ASAM-4020-5","Ti-6A1-4V","C0702021380100107862","C07020213801001078620000072",null,"申报企业自主确认为非招标产品、非中选产品或中选部件的附件（如覆盖螺丝、中央螺丝等）产品之一"]
["2804de47-b532-11ea-9ac3-fa163e0a8baf","f090003b-b132-11ea-9ac3-fa163e0a8baf","国械注进20163172205","基台及配件Abutment","韩国仕诺康株式会社SNUCONE Co., Ltd.","北京仕诺康医疗科技股份有限公司","a2d5b70e982211ecb3f890e2ba8d9d30","基台及配件-基台","15.3mm*5.5mm*3.335mm","ASA-5535-5","Ti-6A1-4V","C0702021380100107862","C07020213801001078620000075",null,"申报企业自主确认为非招标产品、非中选产品或中选部件的附件（如覆盖螺丝、中央螺丝等）产品之一"]
["2804dffc-b532-11ea-9ac3-fa163e0a8baf","f090003b-b132-11ea-9ac3-fa163e0a8baf","国械注进20163172205","基台及配件Abutment","韩国仕诺康株式会社SNUCONE Co., Ltd.","北京仕诺康医疗科技股份有限公司","a2d5b70e982211ecb3f890e2ba8d9d30","基台及配件-基台","16.1mm*4.5mm*3.08mm","ASAM-4540-7","Ti-6A1-4V","C0702021380100107862","C07020213801001078620000076",null,"申报企业自主确认为非招标产品、非中选产品或中选部件的附件（如覆盖螺丝、中央螺丝等）产品之一"]
["2804e4c9-b532-11ea-9ac3-fa163e0a8baf","f090003b-b132-11ea-9ac3-fa163e0a8baf","国械注进20163172205","基台及配件Abutment","韩国仕诺康株式会社SNUCONE Co., Ltd.","北京仕诺康医疗科技股份有限公司","a2d5b70e982211ecb3f890e2ba8d9d30","基台及配件-基台","14.3mm*4.5mm*2.835mm","ASA-4525-5","Ti-6A1-4V","C0702021380100107862","C07020213801001078620000079",null,"申报企业自主确认为非招标产品、非中选产品或中选部件的附件（如覆盖螺丝、中央螺丝等）产品之一"]
["2804e656-b532-11ea-9ac3-fa163e0a8baf","f090003b-b132-11ea-9ac3-fa163e0a8baf","国械注进20163172205","基台及配件Abutment","韩国仕诺康株式会社SNUCONE Co., Ltd.","北京仕诺康医疗科技股份有限公司","a2d5b70e982211ecb3f890e2ba8d9d30","基台及配件-基台","14.1mm*4.0mm*1.59mm","ASAM-4020-7","Ti-6A1-4V","C0702021380100107862","C07020213801001078620000080",null,"申报企业自主确认为非招标产品、非中选产品或中选部件的附件（如覆盖螺丝、中央螺丝等）产品之一"]
["2804eca3-b532-11ea-9ac3-fa163e0a8baf","f090003b-b132-11ea-9ac3-fa163e0a8baf","国械注进20163172205","基台及配件Abutment","韩国仕诺康株式会社SNUCONE Co., Ltd.","北京仕诺康医疗科技股份有限公司","a2d5b70e982211ecb3f890e2ba8d9d30","基台及配件-基台","10.1mm*4.0mm*2.25mm","ASAM-4010-4","Ti-6A1-4V","C0702021380100107862","C07020213801001078620000084",null,"申报企业自主确认为非招标产品、非中选产品或中选部件的附件（如覆盖螺丝、中央螺丝等）产品之一"]
["2804ee81-b532-11ea-9ac3-fa163e0a8baf","f090003b-b132-11ea-9ac3-fa163e0a8baf","国械注进20163172205","基台及配件Abutment","韩国仕诺康株式会社SNUCONE Co., Ltd.","北京仕诺康医疗科技股份有限公司","a2d5b70e982211ecb3f890e2ba8d9d30","基台及配件-基台","16.1mm*4.0mm*1.59mm","ASAM-4040-7","Ti-6A1-4V","C0702021380100107862","C07020213801001078620000085",null,"申报企业自主确认为非招标产品、非中选产品或中选部件的附件（如覆盖螺丝、中央螺丝等）产品之一"]
["2804f526-b532-11ea-9ac3-fa163e0a8baf","f090003b-b132-11ea-9ac3-fa163e0a8baf","国械注进20163172205","基台及配件Abutment","韩国仕诺康株式会社SNUCONE Co., Ltd.","北京仕诺康医疗科技股份有限公司","a2d5b70e982211ecb3f890e2ba8d9d30","基台及配件-基台","12.8mm*6.5mm*3.838mm","ASA-6510-5","Ti-6A1-4V","C0702021380100107862","C07020213801001078620000088",null,"申报企业自主确认为非招标产品、非中选产品或中选部件的附件（如覆盖螺丝、中央螺丝等）产品之一"]
["2807583d-b532-11ea-9ac3-fa163e0a8baf","f090003b-b132-11ea-9ac3-fa163e0a8baf","国械注进20163172205","基台及配件Abutment","韩国仕诺康株式会社SNUCONE Co., Ltd.","北京仕诺康医疗科技股份有限公司","a2d5b70e982211ecb3f890e2ba8d9d30","基台及配件-基台","12.6mm*4.5mm*3.27mm","ASAM-4520-5","Ti-6A1-4V","C0702021380100107862","C07020213801001078620000089",null,"申报企业自主确认为非招标产品、非中选产品或中选部件的附件（如覆盖螺丝、中央螺丝等）产品之一"]
["68db9190-b532-11ea-9ac3-fa163e0a8baf","f090003b-b132-11ea-9ac3-fa163e0a8baf","国械注进20163172205","基台及配件Abutment","韩国仕诺康株式会社SNUCONE Co., Ltd.","北京仕诺康医疗科技股份有限公司","a2d5b70e982211ecb3f890e2ba8d9d30","基台及配件-基台","13.9mm*4.0mm*4.5mm","AOA-4540","Ti-6A1-4V","C0702021380100107862","C07020213801001078620000156",null,"申报企业自主确认为非招标产品、非中选产品或中选部件的附件（如覆盖螺丝、中央螺丝等）产品之一"]
["68dbd670-b532-11ea-9ac3-fa163e0a8baf","f090003b-b132-11ea-9ac3-fa163e0a8baf","国械注进20163172205","基台及配件Abutment","韩国仕诺康株式会社SNUCONE Co., Ltd.","北京仕诺康医疗科技股份有限公司","a2d5b70e982211ecb3f890e2ba8d9d30","基台及配件-基台","11.9mm*2.0mm*4.5mm","AOA-4520","Ti-6A1-4V","C0702021380100107862","C07020213801001078620000158",null,"申报企业自主确认为非招标产品、非中选产品或中选部件的附件（如覆盖螺丝、中央螺丝等）产品之一"]
["7f34f287-b532-11ea-9ac3-fa163e0a8baf","f090003b-b132-11ea-9ac3-fa163e0a8baf","国械注进20163172205","基台及配件Abutment","韩国仕诺康株式会社SNUCONE Co., Ltd.","北京仕诺康医疗科技股份有限公司","a2d5b70e982211ecb3f890e2ba8d9d30","基台及配件-基台","5.5mm*1","ASITCH-55","Ti-6A1-4V","C0702021380100107862","C07020213801001078620000162",null,"申报企业自主确认为非招标产品、非中选产品或中选部件的附件（如覆盖螺丝、中央螺丝等）产品之一"]
["7f3a81cc-b532-11ea-9ac3-fa163e0a8baf","f090003b-b132-11ea-9ac3-fa163e0a8baf","国械注进20163172205","基台及配件Abutment","韩国仕诺康株式会社SNUCONE Co., Ltd.","北京仕诺康医疗科技股份有限公司","a2d5b70e982211ecb3f890e2ba8d9d30","基台及配件-基台","4.5mm*N/A","ASITCN-45","Ti-6A1-4V","C0702021380100107862","C07020213801001078620000163",null,"申报企业自主确认为非招标产品、非中选产品或中选部件的附件（如覆盖螺丝、中央螺丝等）产品之一"]
["7f3a878f-b532-11ea-9ac3-fa163e0a8baf","f090003b-b132-11ea-9ac3-fa163e0a8baf","国械注进20163172205","基台及配件Abutment","韩国仕诺康株式会社SNUCONE Co., Ltd.","北京仕诺康医疗科技股份有限公司","a2d5b70e982211ecb3f890e2ba8d9d30","基台及配件-基台","5.5mm*N/A","ASITCN-55","Ti-6A1-4V","C0702021380100107862","C07020213801001078620000166",null,"申报企业自主确认为非招标产品、非中选产品或中选部件的附件（如覆盖螺丝、中央螺丝等）产品之一"]
["b96927d1-b532-11ea-9ac3-fa163e0a8baf","f090003b-b132-11ea-9ac3-fa163e0a8baf","国械注进20163172205","基台及配件Abutment","韩国仕诺康株式会社SNUCONE Co., Ltd.","北京仕诺康医疗科技股份有限公司","a2d5b70e982211ecb3f890e2ba8d9d30","基台及配件-基台","5.5mm*3.5mm*12.0mm","ASPA-5535","Ti-6A1-4V","C0702021380100107862","C07020213801001078620000173",null,"申报企业自主确认为非招标产品、非中选产品或中选部件的附件（如覆盖螺丝、中央螺丝等）产品之一"]
["b9694a65-b532-11ea-9ac3-fa163e0a8baf","f090003b-b132-11ea-9ac3-fa163e0a8baf","国械注进20163172205","基台及配件Abutment","韩国仕诺康株式会社SNUCONE Co., Ltd.","北京仕诺康医疗科技股份有限公司","a2d5b70e982211ecb3f890e2ba8d9d30","基台及配件-基台","5.5mm*1.0mm*9.5mm","ASPA-5510","Ti-6A1-4V","C0702021380100107862","C07020213801001078620000175",null,"申报企业自主确认为非招标产品、非中选产品或中选部件的附件（如覆盖螺丝、中央螺丝等）产品之一"]
["b96953c2-b532-11ea-9ac3-fa163e0a8baf","f090003b-b132-11ea-9ac3-fa163e0a8baf","国械注进20163172205","基台及配件Abutment","韩国仕诺康株式会社SNUCONE Co., Ltd.","北京仕诺康医疗科技股份有限公司","a2d5b70e982211ecb3f890e2ba8d9d30","基台及配件-基台","5.5mm*1.5mm*10.0mm","ASPA-5515","Ti-6A1-4V","C0702021380100107862","C07020213801001078620000178",null,"申报企业自主确认为非招标产品、非中选产品或中选部件的附件（如覆盖螺丝、中央螺丝等）产品之一"]
["b9698098-b532-11ea-9ac3-fa163e0a8baf","f090003b-b132-11ea-9ac3-fa163e0a8baf","国械注进20163172205","基台及配件Abutment","韩国仕诺康株式会社SNUCONE Co., Ltd.","北京仕诺康医疗科技股份有限公司","a2d5b70e982211ecb3f890e2ba8d9d30","基台及配件-基台","4.0mm*3.0mm*10.1mm","ASPAM-4030","Ti-6A1-4V","C0702021380100107862","C07020213801001078620000181",null,"申报企业自主确认为非招标产品、非中选产品或中选部件的附件（如覆盖螺丝、中央螺丝等）产品之一"]
["b96983d2-b532-11ea-9ac3-fa163e0a8baf","f090003b-b132-11ea-9ac3-fa163e0a8baf","国械注进20163172205","基台及配件Abutment","韩国仕诺康株式会社SNUCONE Co., Ltd.","北京仕诺康医疗科技股份有限公司","a2d5b70e982211ecb3f890e2ba8d9d30","基台及配件-基台","5.5mm*4.5mm*13.0mm","ASPA-5545","Ti-6A1-4V","C0702021380100107862","C07020213801001078620000182",null,"申报企业自主确认为非招标产品、非中选产品或中选部件的附件（如覆盖螺丝、中央螺丝等）产品之一"]
["b9698bdc-b532-11ea-9ac3-fa163e0a8baf","f090003b-b132-11ea-9ac3-fa163e0a8baf","国械注进20163172205","基台及配件Abutment","韩国仕诺康株式会社SNUCONE Co., Ltd.","北京仕诺康医疗科技股份有限公司","a2d5b70e982211ecb3f890e2ba8d9d30","基台及配件-基台","4.5mm*1.0mm*9.5mm","ASPA-4510","Ti-6A1-4V","C0702021380100107862","C07020213801001078620000185",null,"申报企业自主确认为非招标产品、非中选产品或中选部件的附件（如覆盖螺丝、中央螺丝等）产品之一"]
["b9698e67-b532-11ea-9ac3-fa163e0a8baf","f090003b-b132-11ea-9ac3-fa163e0a8baf","国械注进20163172205","基台及配件Abutment","韩国仕诺康株式会社SNUCONE Co., Ltd.","北京仕诺康医疗科技股份有限公司","a2d5b70e982211ecb3f890e2ba8d9d30","基台及配件-基台","4.5mm*1.5mm*10.0mm","ASPA-4515","Ti-6A1-4V","C0702021380100107862","C07020213801001078620000186",null,"申报企业自主确认为非招标产品、非中选产品或中选部件的附件（如覆盖螺丝、中央螺丝等）产品之一"]
["b9699379-b532-11ea-9ac3-fa163e0a8baf","f090003b-b132-11ea-9ac3-fa163e0a8baf","国械注进20163172205","基台及配件Abutment","韩国仕诺康株式会社SNUCONE Co., Ltd.","北京仕诺康医疗科技股份有限公司","a2d5b70e982211ecb3f890e2ba8d9d30","基台及配件-基台","5.5mm*2.5mm*11.0mm","ASPA-5525","Ti-6A1-4V","C0702021380100107862","C07020213801001078620000188",null,"申报企业自主确认为非招标产品、非中选产品或中选部件的附件（如覆盖螺丝、中央螺丝等）产品之一"]
["d418eb85-b532-11ea-9ac3-fa163e0a8baf","f090003b-b132-11ea-9ac3-fa163e0a8baf","国械注进20163172205","基台及配件Abutment","韩国仕诺康株式会社SNUCONE Co., Ltd.","北京仕诺康医疗科技股份有限公司","a2d5b70e982211ecb3f890e2ba8d9d30","基台及配件-基台","11.8mm*2.0mm*15°*4.5mm","ACA-45215","Ti-6A1-4V","C0702021380100107862","C07020213801001078620000191",null,"申报企业自主确认为非招标产品、非中选产品或中选部件的附件（如覆盖螺丝、中央螺丝等）产品之一"]
["d4193ad6-b532-11ea-9ac3-fa163e0a8baf","f090003b-b132-11ea-9ac3-fa163e0a8baf","国械注进20163172205","基台及配件Abutment","韩国仕诺康株式会社SNUCONE Co., Ltd.","北京仕诺康医疗科技股份有限公司","a2d5b70e982211ecb3f890e2ba8d9d30","基台及配件-基台","15.6mm*6.0mm*25°*4.0mm","ACAM-40625","Ti-6A1-4V","C0702021380100107862","C07020213801001078620000194",null,"申报企业自主确认为非招标产品、非中选产品或中选部件的附件（如覆盖螺丝、中央螺丝等）产品之一"]
["d4193c93-b532-11ea-9ac3-fa163e0a8baf","f090003b-b132-11ea-9ac3-fa163e0a8baf","国械注进20163172205","基台及配件Abutment","韩国仕诺康株式会社SNUCONE Co., Ltd.","北京仕诺康医疗科技股份有限公司","a2d5b70e982211ecb3f890e2ba8d9d30","基台及配件-基台","13.8mm*4.0mm*15°*4.5mm","ACA-45415","Ti-6A1-4V","C0702021380100107862","C07020213801001078620000195",null,"申报企业自主确认为非招标产品、非中选产品或中选部件的附件（如覆盖螺丝、中央螺丝等）产品之一"]
["d419418f-b532-11ea-9ac3-fa163e0a8baf","f090003b-b132-11ea-9ac3-fa163e0a8baf","国械注进20163172205","基台及配件Abutment","韩国仕诺康株式会社SNUCONE Co., Ltd.","北京仕诺康医疗科技股份有限公司","a2d5b70e982211ecb3f890e2ba8d9d30","基台及配件-基台","13.8mm*4.0mm*15°*5.5mm","ACA-55415","Ti-6A1-4V","C0702021380100107862","C07020213801001078620000198",null,"申报企业自主确认为非招标产品、非中选产品或中选部件的附件（如覆盖螺丝、中央螺丝等）产品之一"]
["d4195bbd-b532-11ea-9ac3-fa163e0a8baf","f090003b-b132-11ea-9ac3-fa163e0a8baf","国械注进20163172205","基台及配件Abutment","韩国仕诺康株式会社SNUCONE Co., Ltd.","北京仕诺康医疗科技股份有限公司","a2d5b70e982211ecb3f890e2ba8d9d30","基台及配件-基台","11.8mm*2.0mm*25°*5.5mm","ACA-55225","Ti-6A1-4V","C0702021380100107862","C07020213801001078620000200",null,"申报企业自主确认为非招标产品、非中选产品或中选部件的附件（如覆盖螺丝、中央螺丝等）产品之一"]
["f2118248-b532-11ea-9ac3-fa163e0a8baf","f090003b-b132-11ea-9ac3-fa163e0a8baf","国械注进20163172205","基台及配件Abutment","韩国仕诺康株式会社SNUCONE Co., Ltd.","北京仕诺康医疗科技股份有限公司","a2d5b70e982211ecb3f890e2ba8d9d30","基台及配件-基台","4.5mm*17.8mm*13.0mm*1.1","AMHA-4513","Ti-6A1-4V","C0702021380100107862","C07020213801001078620000379",null,"申报企业自主确认为非招标产品、非中选产品或中选部件的附件（如覆盖螺丝、中央螺丝等）产品之一"]
["f2118a3b-b532-11ea-9ac3-fa163e0a8baf","f090003b-b132-11ea-9ac3-fa163e0a8baf","国械注进20163172205","基台及配件Abutment","韩国仕诺康株式会社SNUCONE Co., Ltd.","北京仕诺康医疗科技股份有限公司","a2d5b70e982211ecb3f890e2ba8d9d30","基台及配件-基台","6.5mm*17.8mm*13.0mm*N/A","AMNA-6513","Ti-6A1-4V","C0702021380100107862","C07020213801001078620000380",null,"申报企业自主确认为非招标产品、非中选产品或中选部件的附件（如覆盖螺丝、中央螺丝等）产品之一"]
["f2119564-b532-11ea-9ac3-fa163e0a8baf","f090003b-b132-11ea-9ac3-fa163e0a8baf","国械注进20163172205","基台及配件Abutment","韩国仕诺康株式会社SNUCONE Co., Ltd.","北京仕诺康医疗科技股份有限公司","a2d5b70e982211ecb3f890e2ba8d9d30","基台及配件-基台","5.5mm*17.8mm*13.0mm*1.1","AMHA-5513","Ti-6A1-4V","C0702021380100107862","C07020213801001078620000383",null,"申报企业自主确认为非招标产品、非中选产品或中选部件的附件（如覆盖螺丝、中央螺丝等）产品之一"]
["f21197f2-b532-11ea-9ac3-fa163e0a8baf","f090003b-b132-11ea-9ac3-fa163e0a8baf","国械注进20163172205","基台及配件Abutment","韩国仕诺康株式会社SNUCONE Co., Ltd.","北京仕诺康医疗科技股份有限公司","a2d5b70e982211ecb3f890e2ba8d9d30","基台及配件-基台","8.0mm*8.8mm*4.0mm*1.1","AMHA-8004","Ti-6A1-4V","C0702021380100107862","C07020213801001078620000384",null,"申报企业自主确认为非招标产品、非中选产品或中选部件的附件（如覆盖螺丝、中央螺丝等）产品之一"]
["f2119b6c-b532-11ea-9ac3-fa163e0a8baf","f090003b-b132-11ea-9ac3-fa163e0a8baf","国械注进20163172205","基台及配件Abutment","韩国仕诺康株式会社SNUCONE Co., Ltd.","北京仕诺康医疗科技股份有限公司","a2d5b70e982211ecb3f890e2ba8d9d30","基台及配件-基台","8.0mm*11.8mm*7.0mm*N/A","AMNA-8007","Ti-6A1-4V","C0702021380100107862","C07020213801001078620000386",null,"申报企业自主确认为非招标产品、非中选产品或中选部件的附件（如覆盖螺丝、中央螺丝等）产品之一"]
["f211a056-b532-11ea-9ac3-fa163e0a8baf","f090003b-b132-11ea-9ac3-fa163e0a8baf","国械注进20163172205","基台及配件Abutment","韩国仕诺康株式会社SNUCONE Co., Ltd.","北京仕诺康医疗科技股份有限公司","a2d5b70e982211ecb3f890e2ba8d9d30","基台及配件-基台","8.0mm*10.3mm*5.5mm*1.1","AMHA-8005","Ti-6A1-4V","C0702021380100107862","C07020213801001078620000389",null,"申报企业自主确认为非招标产品、非中选产品或中选部件的附件（如覆盖螺丝、中央螺丝等）产品之一"]
["2223e63c-855b-11eb-ace3-fa163e311f19","a7587b84-38df-4744-b9f4-4b00c1af7ce4","苏常械备20154006号","转移帽","常州百康特医疗器械有限公司","常州百康特医疗器械有限公司","a27a1ab2982211ecb3f890e2ba8d9d30","转移帽","（多功能基台开窗式）DONФ3.5","开窗式","钛合金","C0702041390200210457","C07020413902002104570000033","06947600303749","申报企业自主确认为非招标产品、非中选产品或中选部件的附件（如覆盖螺丝、中央螺丝等）产品之一"]
["28953b38-855b-11eb-ace3-fa163e311f19","a7587b84-38df-4744-b9f4-4b00c1af7ce4","苏常械备20154006号","转移帽","常州百康特医疗器械有限公司","常州百康特医疗器械有限公司","a27a1ab2982211ecb3f890e2ba8d9d30","转移帽","（多功能基台开窗式）DOФ4.6","开窗式","钛合金","C0702041390200210457","C07020413902002104570000034","06947600303770","申报企业自主确认为非招标产品、非中选产品或中选部件的附件（如覆盖螺丝、中央螺丝等）产品之一"]
["d363e3a5-a3a0-11e9-b4ed-fa163e0a8baf","a7587b84-38df-4744-b9f4-4b00c1af7ce4","苏常械备20154006号","转移帽","常州百康特医疗器械有限公司","常州百康特医疗器械有限公司","a27a1ab2982211ecb3f890e2ba8d9d30","转移帽","（迷你/标准型多功能基台开窗式）DOΦ4.8×8-15","开窗式","钛合金","C0702041390200210457","C07020413902002104570000016","06947600314394","申报企业自主确认为非招标产品、非中选产品或中选部件的附件（如覆盖螺丝、中央螺丝等）产品之一"]
["ea58998b-855b-11eb-ace3-fa163e311f19","a7587b84-38df-4744-b9f4-4b00c1af7ce4","苏常械备20154006号","转移帽","常州百康特医疗器械有限公司","常州百康特医疗器械有限公司","a27a1ab2982211ecb3f890e2ba8d9d30","转移帽","（多功能基台闭窗式）DCNФ3.5","闭窗式","钛合金","C0702041390200210457","C07020413902002104570000029","06947600303763","申报企业自主确认为非招标产品、非中选产品或中选部件的附件（如覆盖螺丝、中央螺丝等）产品之一"]
["f6c0f458-855b-11eb-ace3-fa163e311f19","a7587b84-38df-4744-b9f4-4b00c1af7ce4","苏常械备20154006号","转移帽","常州百康特医疗器械有限公司","常州百康特医疗器械有限公司","a27a1ab2982211ecb3f890e2ba8d9d30","转移帽","（多功能基台闭窗式）DCNФ4.6","闭窗式","钛合金","C0702041390200210457","C07020413902002104570000031","06947600303800","申报企业自主确认为非招标产品、非中选产品或中选部件的附件（如覆盖螺丝、中央螺丝等）产品之一"]
["207694be-a397-11e9-b4ed-fa163e0a8baf","b4e3c020d3aa4615891f041e1ab4b89b","苏常械备20180173号","替代体","常州百康特医疗器械有限公司","常州百康特医疗器械有限公司","a2a07a07982211ecb3f890e2ba8d9d30","替代体","AVPΦ4.8","抛光保护帽替代体","钛合金","C0702041390200310457","C07020413902003104570000014","06947600316190","申报企业自主确认为非招标产品、非中选产品或中选部件的附件（如覆盖螺丝、中央螺丝等）产品之一"]
["2ae5ff89-a397-11e9-b4ed-fa163e0a8baf","b4e3c020d3aa4615891f041e1ab4b89b","苏常械备20180173号","替代体","常州百康特医疗器械有限公司","常州百康特医疗器械有限公司","a2a07a07982211ecb3f890e2ba8d9d30","替代体","NANP-M1.6","技工辅助螺丝","钛合金","C0702041390200310457","C07020413902003104570000018","06947600380658","申报企业自主确认为非招标产品、非中选产品或中选部件的附件（如覆盖螺丝、中央螺丝等）产品之一"]
["2ae6009c-a397-11e9-b4ed-fa163e0a8baf","b4e3c020d3aa4615891f041e1ab4b89b","苏常械备20180173号","替代体","常州百康特医疗器械有限公司","常州百康特医疗器械有限公司","a2a07a07982211ecb3f890e2ba8d9d30","替代体","DS-M2","技工辅助螺丝","钛合金","C0702041390200310457","C07020413902003104570000019","06947600380641","申报企业自主确认为非招标产品、非中选产品或中选部件的附件（如覆盖螺丝、中央螺丝等）产品之一"]
["2ae6038c-a397-11e9-b4ed-fa163e0a8baf","b4e3c020d3aa4615891f041e1ab4b89b","苏常械备20180173号","替代体","常州百康特医疗器械有限公司","常州百康特医疗器械有限公司","a2a07a07982211ecb3f890e2ba8d9d30","替代体","BVM-M1.6","技工辅助螺丝","钛合金","C0702041390200310457","C07020413902003104570000022","06947600314431","申报企业自主确认为非招标产品、非中选产品或中选部件的附件（如覆盖螺丝、中央螺丝等）产品之一"]
["34a9d489-a397-11e9-b4ed-fa163e0a8baf","b4e3c020d3aa4615891f041e1ab4b89b","苏常械备20180173号","替代体","常州百康特医疗器械有限公司","常州百康特医疗器械有限公司","a2a07a07982211ecb3f890e2ba8d9d30","替代体","AVMΦ4.8","多功能基台替代体","钛合金","C0702041390200310457","C07020413902003104570000013","06947600314387","申报企业自主确认为非招标产品、非中选产品或中选部件的附件（如覆盖螺丝、中央螺丝等）产品之一"]
["8a8a30d9-855f-11eb-ace3-fa163e311f19","b4e3c020d3aa4615891f041e1ab4b89b","苏常械备20180173号","替代体","常州百康特医疗器械有限公司","常州百康特医疗器械有限公司","a2a07a07982211ecb3f890e2ba8d9d30","替代体","ABMφ3.5","多功能基台替代体","钛合金","C0702041390200310457","C07020413902003104570000028","06947600303817","申报企业自主确认为非招标产品、非中选产品或中选部件的附件（如覆盖螺丝、中央螺丝等）产品之一"]
["96c19f7d-855f-11eb-ace3-fa163e311f19","b4e3c020d3aa4615891f041e1ab4b89b","苏常械备20180173号","替代体","常州百康特医疗器械有限公司","常州百康特医疗器械有限公司","a2a07a07982211ecb3f890e2ba8d9d30","替代体","ABMφ4.6","多功能基台替代体","钛合金","C0702041390200310457","C07020413902003104570000029","06947600303824","申报企业自主确认为非招标产品、非中选产品或中选部件的附件（如覆盖螺丝、中央螺丝等）产品之一"]
["e34bf3f8-855f-11eb-ace3-fa163e311f19","b4e3c020d3aa4615891f041e1ab4b89b","苏常械备20180173号","替代体","常州百康特医疗器械有限公司","常州百康特医疗器械有限公司","a2a07a07982211ecb3f890e2ba8d9d30","替代体","ABMJφ4.6","多功能角度基台替代体","钛合金","C0702041390200310457","C07020413902003104570000027","06947600303831","申报企业自主确认为非招标产品、非中选产品或中选部件的附件（如覆盖螺丝、中央螺丝等）产品之一"]
["87a57303-773c-11ec-9829-0050568f40ec","5a38a90d-ac24-11e9-8460-fa163e0a8baf","国械注准20193171890","牙种植体系统","常州百康特医疗器械有限公司","常州百康特医疗器械有限公司","5f2051fb-7406-11ec-9829-0050568f40ec","牙种植体系统-愈合基台","(B系骨水平愈合帽)BLNP3.3-3.5","瓶型","钛合金","C0702031380100010457","C07020313801000104570000046",null,"申报企业自主确认为非招标产品、非中选产品或中选部件的附件（如覆盖螺丝、中央螺丝等）产品之一"]
["1c0f2b75-3be2-11ed-9447-b4055d63f15c","5a38a90d-ac24-11e9-8460-fa163e0a8baf","国械注准20193171890","牙种植体系统","常州百康特医疗器械有限公司","常州百康特医疗器械有限公司","7f97a7da-3aed-11ed-9447-b4055d63f15c","牙种植体系统-牙种植体","(B系骨水平牙种植体)BLR4.1-10","B系R型","钛合金","C0702011370200110457","C07020113702001104570000003",null,"申报企业自主确认为非招标产品、非中选产品或中选部件的附件（如覆盖螺丝、中央螺丝等）产品之一"]
["1c0f3ca4-3be2-11ed-9447-b4055d63f15c","5a38a90d-ac24-11e9-8460-fa163e0a8baf","国械注准20193171890","牙种植体系统","常州百康特医疗器械有限公司","常州百康特医疗器械有限公司","7f97a7da-3aed-11ed-9447-b4055d63f15c","牙种植体系统-牙种植体","(T系骨水平牙种植体)ZTSR4.6-7","T系R型","钛合金","C0702011370200110457","C07020113702001104570000004",null,"申报企业自主确认为非招标产品、非中选产品或中选部件的附件（如覆盖螺丝、中央螺丝等）产品之一"]
["1c0f5f8c-3be2-11ed-9447-b4055d63f15c","5a38a90d-ac24-11e9-8460-fa163e0a8baf","国械注准20193171890","牙种植体系统","常州百康特医疗器械有限公司","常州百康特医疗器械有限公司","7f97a7da-3aed-11ed-9447-b4055d63f15c","牙种植体系统-牙种植体","(软组织水平牙种植体)J65/18/48/12","即刻型","钛合金","C0702011370200110457","C07020113702001104570000007",null,"申报企业自主确认为非招标产品、非中选产品或中选部件的附件（如覆盖螺丝、中央螺丝等）产品之一"]
["1c0f67b7-3be2-11ed-9447-b4055d63f15c","5a38a90d-ac24-11e9-8460-fa163e0a8baf","国械注准20193171890","牙种植体系统","常州百康特医疗器械有限公司","常州百康特医疗器械有限公司","7f97a7da-3aed-11ed-9447-b4055d63f15c","牙种植体系统-牙种植体","(B系骨水平牙种植体)BLR4.8-12","B系R型","钛合金","C0702011370200110457","C07020113702001104570000008",null,"申报企业自主确认为非招标产品、非中选产品或中选部件的附件（如覆盖螺丝、中央螺丝等）产品之一"]
["1c0fa234-3be2-11ed-9447-b4055d63f15c","5a38a90d-ac24-11e9-8460-fa163e0a8baf","国械注准20193171890","牙种植体系统","常州百康特医疗器械有限公司","常州百康特医疗器械有限公司","7f97a7da-3aed-11ed-9447-b4055d63f15c","牙种植体系统-牙种植体","(软组织水平牙种植体)J48/18/41/8","即刻型","钛合金","C0702011370200110457","C07020113702001104570000012",null,"申报企业自主确认为非招标产品、非中选产品或中选部件的附件（如覆盖螺丝、中央螺丝等）产品之一"]
["1c0fbbbb-3be2-11ed-9447-b4055d63f15c","5a38a90d-ac24-11e9-8460-fa163e0a8baf","国械注准20193171890","牙种植体系统","常州百康特医疗器械有限公司","常州百康特医疗器械有限公司","7f97a7da-3aed-11ed-9447-b4055d63f15c","牙种植体系统-牙种植体","(T系骨水平牙种植体)ZTSR5.1-13","T系R型","钛合金","C0702011370200110457","C07020113702001104570000013",null,"申报企业自主确认为非招标产品、非中选产品或中选部件的附件（如覆盖螺丝、中央螺丝等）产品之一"]
["1c0fee31-3be2-11ed-9447-b4055d63f15c","5a38a90d-ac24-11e9-8460-fa163e0a8baf","国械注准20193171890","牙种植体系统","常州百康特医疗器械有限公司","常州百康特医疗器械有限公司","7f97a7da-3aed-11ed-9447-b4055d63f15c","牙种植体系统-牙种植体","(软组织水平牙种植体)B48/18/41/8","标准美学型","钛合金","C0702011370200110457","C07020113702001104570000016",null,"申报企业自主确认为非招标产品、非中选产品或中选部件的附件（如覆盖螺丝、中央螺丝等）产品之一"]
["1c1005f8-3be2-11ed-9447-b4055d63f15c","5a38a90d-ac24-11e9-8460-fa163e0a8baf","国械注准20193171890","牙种植体系统","常州百康特医疗器械有限公司","常州百康特医疗器械有限公司","7f97a7da-3aed-11ed-9447-b4055d63f15c","牙种植体系统-牙种植体","(T系骨水平牙种植体)ZTSR6.0-11","T系R型","钛合金","C0702011370200110457","C07020113702001104570000017",null,"申报企业自主确认为非招标产品、非中选产品或中选部件的附件（如覆盖螺丝、中央螺丝等）产品之一"]
["1c102f61-3be2-11ed-9447-b4055d63f15c","5a38a90d-ac24-11e9-8460-fa163e0a8baf","国械注准20193171890","牙种植体系统","常州百康特医疗器械有限公司","常州百康特医疗器械有限公司","7f97a7da-3aed-11ed-9447-b4055d63f15c","牙种植体系统-牙种植体","(软组织水平牙种植体)B48/18/48/12","标准美学型","钛合金","C0702011370200110457","C07020113702001104570000020",null,"申报企业自主确认为非招标产品、非中选产品或中选部件的附件（如覆盖螺丝、中央螺丝等）产品之一"]
["1c105cf7-3be2-11ed-9447-b4055d63f15c","5a38a90d-ac24-11e9-8460-fa163e0a8baf","国械注准20193171890","牙种植体系统","常州百康特医疗器械有限公司","常州百康特医疗器械有限公司","7f97a7da-3aed-11ed-9447-b4055d63f15c","牙种植体系统-牙种植体","(软组织水平牙种植体)B65/28/48/12","标准型","钛合金","C0702011370200110457","C07020113702001104570000021",null,"申报企业自主确认为非招标产品、非中选产品或中选部件的附件（如覆盖螺丝、中央螺丝等）产品之一"]
["1c10a531-3be2-11ed-9447-b4055d63f15c","5a38a90d-ac24-11e9-8460-fa163e0a8baf","国械注准20193171890","牙种植体系统","常州百康特医疗器械有限公司","常州百康特医疗器械有限公司","7f97a7da-3aed-11ed-9447-b4055d63f15c","牙种植体系统-牙种植体","(T系骨水平牙种植体)ZTSR4.0-8.5","T系R型","钛合金","C0702011370200110457","C07020113702001104570000024",null,"申报企业自主确认为非招标产品、非中选产品或中选部件的附件（如覆盖螺丝、中央螺丝等）产品之一"]
["1c10b7db-3be2-11ed-9447-b4055d63f15c","5a38a90d-ac24-11e9-8460-fa163e0a8baf","国械注准20193171890","牙种植体系统","常州百康特医疗器械有限公司","常州百康特医疗器械有限公司","7f97a7da-3aed-11ed-9447-b4055d63f15c","牙种植体系统-牙种植体","(软组织水平牙种植体)J65/18/48/10","即刻型","钛合金","C0702011370200110457","C07020113702001104570000026",null,"申报企业自主确认为非招标产品、非中选产品或中选部件的附件（如覆盖螺丝、中央螺丝等）产品之一"]
["1c11186e-3be2-11ed-9447-b4055d63f15c","5a38a90d-ac24-11e9-8460-fa163e0a8baf","国械注准20193171890","牙种植体系统","常州百康特医疗器械有限公司","常州百康特医疗器械有限公司","7f97a7da-3aed-11ed-9447-b4055d63f15c","牙种植体系统-牙种植体","(软组织水平牙种植体)B48/18/33/12","标准美学型","钛合金","C0702011370200110457","C07020113702001104570000029",null,"申报企业自主确认为非招标产品、非中选产品或中选部件的附件（如覆盖螺丝、中央螺丝等）产品之一"]
["1c114123-3be2-11ed-9447-b4055d63f15c","5a38a90d-ac24-11e9-8460-fa163e0a8baf","国械注准20193171890","牙种植体系统","常州百康特医疗器械有限公司","常州百康特医疗器械有限公司","7f97a7da-3aed-11ed-9447-b4055d63f15c","牙种植体系统-牙种植体","(软组织水平牙种植体)B48/28/48/8","标准型","钛合金","C0702011370200110457","C07020113702001104570000030",null,"申报企业自主确认为非招标产品、非中选产品或中选部件的附件（如覆盖螺丝、中央螺丝等）产品之一"]
["1c118f5b-3be2-11ed-9447-b4055d63f15c","5a38a90d-ac24-11e9-8460-fa163e0a8baf","国械注准20193171890","牙种植体系统","常州百康特医疗器械有限公司","常州百康特医疗器械有限公司","7f97a7da-3aed-11ed-9447-b4055d63f15c","牙种植体系统-牙种植体","(软组织水平牙种植体)B48/18/48/8","标准美学型","钛合金","C0702011370200110457","C07020113702001104570000033",null,"申报企业自主确认为非招标产品、非中选产品或中选部件的附件（如覆盖螺丝、中央螺丝等）产品之一"]
["1c11a211-3be2-11ed-9447-b4055d63f15c","5a38a90d-ac24-11e9-8460-fa163e0a8baf","国械注准20193171890","牙种植体系统","常州百康特医疗器械有限公司","常州百康特医疗器械有限公司","7f97a7da-3aed-11ed-9447-b4055d63f15c","牙种植体系统-牙种植体","(B系骨水平牙种植体)BLN3.3-8","B系N型","钛合金","C0702011370200110457","C07020113702001104570000034",null,"申报企业自主确认为非招标产品、非中选产品或中选部件的附件（如覆盖螺丝、中央螺丝等）产品之一"]
["1c11cbbe-3be2-11ed-9447-b4055d63f15c","5a38a90d-ac24-11e9-8460-fa163e0a8baf","国械注准20193171890","牙种植体系统","常州百康特医疗器械有限公司","常州百康特医疗器械有限公司","7f97a7da-3aed-11ed-9447-b4055d63f15c","牙种植体系统-牙种植体","(软组织水平牙种植体)B48/28/48/12","标准型","钛合金","C0702011370200110457","C07020113702001104570000038",null,"申报企业自主确认为非招标产品、非中选产品或中选部件的附件（如覆盖螺丝、中央螺丝等）产品之一"]
["1c11e4cb-3be2-11ed-9447-b4055d63f15c","5a38a90d-ac24-11e9-8460-fa163e0a8baf","国械注准20193171890","牙种植体系统","常州百康特医疗器械有限公司","常州百康特医疗器械有限公司","7f97a7da-3aed-11ed-9447-b4055d63f15c","牙种植体系统-牙种植体","(软组织水平牙种植体)B48/18/48/6","标准美学型","钛合金","C0702011370200110457","C07020113702001104570000039",null,"申报企业自主确认为非招标产品、非中选产品或中选部件的附件（如覆盖螺丝、中央螺丝等）产品之一"]
["1c120058-3be2-11ed-9447-b4055d63f15c","5a38a90d-ac24-11e9-8460-fa163e0a8baf","国械注准20193171890","牙种植体系统","常州百康特医疗器械有限公司","常州百康特医疗器械有限公司","7f97a7da-3aed-11ed-9447-b4055d63f15c","牙种植体系统-牙种植体","(软组织水平牙种植体)B48/18/33/10","标准美学型","钛合金","C0702011370200110457","C07020113702001104570000042",null,"申报企业自主确认为非招标产品、非中选产品或中选部件的附件（如覆盖螺丝、中央螺丝等）产品之一"]
["1c120887-3be2-11ed-9447-b4055d63f15c","5a38a90d-ac24-11e9-8460-fa163e0a8baf","国械注准20193171890","牙种植体系统","常州百康特医疗器械有限公司","常州百康特医疗器械有限公司","7f97a7da-3aed-11ed-9447-b4055d63f15c","牙种植体系统-牙种植体","(软组织水平牙种植体)B48/28/48/10","标准型","钛合金","C0702011370200110457","C07020113702001104570000043",null,"申报企业自主确认为非招标产品、非中选产品或中选部件的附件（如覆盖螺丝、中央螺丝等）产品之一"]
["1c1253df-3be2-11ed-9447-b4055d63f15c","5a38a90d-ac24-11e9-8460-fa163e0a8baf","国械注准20193171890","牙种植体系统","常州百康特医疗器械有限公司","常州百康特医疗器械有限公司","7f97a7da-3aed-11ed-9447-b4055d63f15c","牙种植体系统-牙种植体","(B系骨水平牙种植体)BLR4.1-12","B系R型","钛合金","C0702011370200110457","C07020113702001104570000047",null,"申报企业自主确认为非招标产品、非中选产品或中选部件的附件（如覆盖螺丝、中央螺丝等）产品之一"]
["1c125d2e-3be2-11ed-9447-b4055d63f15c","5a38a90d-ac24-11e9-8460-fa163e0a8baf","国械注准20193171890","牙种植体系统","常州百康特医疗器械有限公司","常州百康特医疗器械有限公司","7f97a7da-3aed-11ed-9447-b4055d63f15c","牙种植体系统-牙种植体","(T系骨水平牙种植体)ZTSR5.1-15","T系R型","钛合金","C0702011370200110457","C07020113702001104570000048",null,"申报企业自主确认为非招标产品、非中选产品或中选部件的附件（如覆盖螺丝、中央螺丝等）产品之一"]
["1c12797f-3be2-11ed-9447-b4055d63f15c","5a38a90d-ac24-11e9-8460-fa163e0a8baf","国械注准20193171890","牙种植体系统","常州百康特医疗器械有限公司","常州百康特医疗器械有限公司","7f97a7da-3aed-11ed-9447-b4055d63f15c","牙种植体系统-牙种植体","(软组织水平牙种植体)B48/18/33/14","标准美学型","钛合金","C0702011370200110457","C07020113702001104570000051",null,"申报企业自主确认为非招标产品、非中选产品或中选部件的附件（如覆盖螺丝、中央螺丝等）产品之一"]
["1c128add-3be2-11ed-9447-b4055d63f15c","5a38a90d-ac24-11e9-8460-fa163e0a8baf","国械注准20193171890","牙种植体系统","常州百康特医疗器械有限公司","常州百康特医疗器械有限公司","7f97a7da-3aed-11ed-9447-b4055d63f15c","牙种植体系统-牙种植体","(T系骨水平牙种植体)ZTSR4.0-10","T系R型","钛合金","C0702011370200110457","C07020113702001104570000052",null,"申报企业自主确认为非招标产品、非中选产品或中选部件的附件（如覆盖螺丝、中央螺丝等）产品之一"]
["1c12ad14-3be2-11ed-9447-b4055d63f15c","5a38a90d-ac24-11e9-8460-fa163e0a8baf","国械注准20193171890","牙种植体系统","常州百康特医疗器械有限公司","常州百康特医疗器械有限公司","7f97a7da-3aed-11ed-9447-b4055d63f15c","牙种植体系统-牙种植体","(软组织水平牙种植体)J48/18/33/12","即刻型","钛合金","C0702011370200110457","C07020113702001104570000055",null,"申报企业自主确认为非招标产品、非中选产品或中选部件的附件（如覆盖螺丝、中央螺丝等）产品之一"]
["1c12c22f-3be2-11ed-9447-b4055d63f15c","5a38a90d-ac24-11e9-8460-fa163e0a8baf","国械注准20193171890","牙种植体系统","常州百康特医疗器械有限公司","常州百康特医疗器械有限公司","7f97a7da-3aed-11ed-9447-b4055d63f15c","牙种植体系统-牙种植体","(T系骨水平牙种植体)ZTSR4.0-13","T系R型","钛合金","C0702011370200110457","C07020113702001104570000057",null,"申报企业自主确认为非招标产品、非中选产品或中选部件的附件（如覆盖螺丝、中央螺丝等）产品之一"]
["1c12e54b-3be2-11ed-9447-b4055d63f15c","5a38a90d-ac24-11e9-8460-fa163e0a8baf","国械注准20193171890","牙种植体系统","常州百康特医疗器械有限公司","常州百康特医疗器械有限公司","7f97a7da-3aed-11ed-9447-b4055d63f15c","牙种植体系统-牙种植体","(软组织水平牙种植体)B48/28/41/16","标准型","钛合金","C0702011370200110457","C07020113702001104570000060",null,"申报企业自主确认为非招标产品、非中选产品或中选部件的附件（如覆盖螺丝、中央螺丝等）产品之一"]
["1c12eda2-3be2-11ed-9447-b4055d63f15c","5a38a90d-ac24-11e9-8460-fa163e0a8baf","国械注准20193171890","牙种植体系统","常州百康特医疗器械有限公司","常州百康特医疗器械有限公司","7f97a7da-3aed-11ed-9447-b4055d63f15c","牙种植体系统-牙种植体","(T系骨水平牙种植体)ZTSR4.6-10","T系R型","钛合金","C0702011370200110457","C07020113702001104570000061",null,"申报企业自主确认为非招标产品、非中选产品或中选部件的附件（如覆盖螺丝、中央螺丝等）产品之一"]
["1c1323b4-3be2-11ed-9447-b4055d63f15c","5a38a90d-ac24-11e9-8460-fa163e0a8baf","国械注准20193171890","牙种植体系统","常州百康特医疗器械有限公司","常州百康特医疗器械有限公司","7f97a7da-3aed-11ed-9447-b4055d63f15c","牙种植体系统-牙种植体","(B系骨水平牙种植体)BLR4.8-8","B系R型","钛合金","C0702011370200110457","C07020113702001104570000064",null,"申报企业自主确认为非招标产品、非中选产品或中选部件的附件（如覆盖螺丝、中央螺丝等）产品之一"]
["1c132d6d-3be2-11ed-9447-b4055d63f15c","5a38a90d-ac24-11e9-8460-fa163e0a8baf","国械注准20193171890","牙种植体系统","常州百康特医疗器械有限公司","常州百康特医疗器械有限公司","7f97a7da-3aed-11ed-9447-b4055d63f15c","牙种植体系统-牙种植体","(软组织水平牙种植体)J48/18/33/10","即刻型","钛合金","C0702011370200110457","C07020113702001104570000065",null,"申报企业自主确认为非招标产品、非中选产品或中选部件的附件（如覆盖螺丝、中央螺丝等）产品之一"]
["1c134213-3be2-11ed-9447-b4055d63f15c","5a38a90d-ac24-11e9-8460-fa163e0a8baf","国械注准20193171890","牙种植体系统","常州百康特医疗器械有限公司","常州百康特医疗器械有限公司","7f97a7da-3aed-11ed-9447-b4055d63f15c","牙种植体系统-牙种植体","(软组织水平牙种植体)B65/28/48/8","标准型","钛合金","C0702011370200110457","C07020113702001104570000067",null,"申报企业自主确认为非招标产品、非中选产品或中选部件的附件（如覆盖螺丝、中央螺丝等）产品之一"]
["1c135cb1-3be2-11ed-9447-b4055d63f15c","5a38a90d-ac24-11e9-8460-fa163e0a8baf","国械注准20193171890","牙种植体系统","常州百康特医疗器械有限公司","常州百康特医疗器械有限公司","7f97a7da-3aed-11ed-9447-b4055d63f15c","牙种植体系统-牙种植体","(T系骨水平牙种植体)ZTSR5.1-8.5","T系R型","钛合金","C0702011370200110457","C07020113702001104570000070",null,"申报企业自主确认为非招标产品、非中选产品或中选部件的附件（如覆盖螺丝、中央螺丝等）产品之一"]
["1c1378d0-3be2-11ed-9447-b4055d63f15c","5a38a90d-ac24-11e9-8460-fa163e0a8baf","国械注准20193171890","牙种植体系统","常州百康特医疗器械有限公司","常州百康特医疗器械有限公司","7f97a7da-3aed-11ed-9447-b4055d63f15c","牙种植体系统-牙种植体","(软组织水平牙种植体)B48/28/48/6","标准型","钛合金","C0702011370200110457","C07020113702001104570000073",null,"申报企业自主确认为非招标产品、非中选产品或中选部件的附件（如覆盖螺丝、中央螺丝等）产品之一"]
["1c138325-3be2-11ed-9447-b4055d63f15c","5a38a90d-ac24-11e9-8460-fa163e0a8baf","国械注准20193171890","牙种植体系统","常州百康特医疗器械有限公司","常州百康特医疗器械有限公司","7f97a7da-3aed-11ed-9447-b4055d63f15c","牙种植体系统-牙种植体","(T系骨水平牙种植体)ZTSR4.6-8.5","T系R型","钛合金","C0702011370200110457","C07020113702001104570000074",null,"申报企业自主确认为非招标产品、非中选产品或中选部件的附件（如覆盖螺丝、中央螺丝等）产品之一"]
["1c139b72-3be2-11ed-9447-b4055d63f15c","5a38a90d-ac24-11e9-8460-fa163e0a8baf","国械注准20193171890","牙种植体系统","常州百康特医疗器械有限公司","常州百康特医疗器械有限公司","7f97a7da-3aed-11ed-9447-b4055d63f15c","牙种植体系统-牙种植体","(T系骨水平牙种植体)ZTSN3.7-11.5","T系N型","钛合金","C0702011370200110457","C07020113702001104570000077",null,"申报企业自主确认为非招标产品、非中选产品或中选部件的附件（如覆盖螺丝、中央螺丝等）产品之一"]
["1c13ac21-3be2-11ed-9447-b4055d63f15c","5a38a90d-ac24-11e9-8460-fa163e0a8baf","国械注准20193171890","牙种植体系统","常州百康特医疗器械有限公司","常州百康特医疗器械有限公司","7f97a7da-3aed-11ed-9447-b4055d63f15c","牙种植体系统-牙种植体","(软组织水平牙种植体)J48/18/41/10","即刻型","钛合金","C0702011370200110457","C07020113702001104570000080",null,"申报企业自主确认为非招标产品、非中选产品或中选部件的附件（如覆盖螺丝、中央螺丝等）产品之一"]
["1c13b4f4-3be2-11ed-9447-b4055d63f15c","5a38a90d-ac24-11e9-8460-fa163e0a8baf","国械注准20193171890","牙种植体系统","常州百康特医疗器械有限公司","常州百康特医疗器械有限公司","7f97a7da-3aed-11ed-9447-b4055d63f15c","牙种植体系统-牙种植体","(软组织水平牙种植体)B48/28/33/14","标准型","钛合金","C0702011370200110457","C07020113702001104570000082",null,"申报企业自主确认为非招标产品、非中选产品或中选部件的附件（如覆盖螺丝、中央螺丝等）产品之一"]
["1c13b7a4-3be2-11ed-9447-b4055d63f15c","5a38a90d-ac24-11e9-8460-fa163e0a8baf","国械注准20193171890","牙种植体系统","常州百康特医疗器械有限公司","常州百康特医疗器械有限公司","7f97a7da-3aed-11ed-9447-b4055d63f15c","牙种植体系统-牙种植体","(T系骨水平牙种植体)ZTSR7.0-11","T系R型","钛合金","C0702011370200110457","C07020113702001104570000083",null,"申报企业自主确认为非招标产品、非中选产品或中选部件的附件（如覆盖螺丝、中央螺丝等）产品之一"]
["1c13e39a-3be2-11ed-9447-b4055d63f15c","5a38a90d-ac24-11e9-8460-fa163e0a8baf","国械注准20193171890","牙种植体系统","常州百康特医疗器械有限公司","常州百康特医疗器械有限公司","7f97a7da-3aed-11ed-9447-b4055d63f15c","牙种植体系统-牙种植体","(T系骨水平牙种植体)ZTSN3.7-8.5","T系N型","钛合金","C0702011370200110457","C07020113702001104570000086",null,"申报企业自主确认为非招标产品、非中选产品或中选部件的附件（如覆盖螺丝、中央螺丝等）产品之一"]
["1c13eee0-3be2-11ed-9447-b4055d63f15c","5a38a90d-ac24-11e9-8460-fa163e0a8baf","国械注准20193171890","牙种植体系统","常州百康特医疗器械有限公司","常州百康特医疗器械有限公司","7f97a7da-3aed-11ed-9447-b4055d63f15c","牙种植体系统-牙种植体","(软组织水平牙种植体)B48/28/48/14","标准型","钛合金","C0702011370200110457","C07020113702001104570000087",null,"申报企业自主确认为非招标产品、非中选产品或中选部件的附件（如覆盖螺丝、中央螺丝等）产品之一"]
["1c141260-3be2-11ed-9447-b4055d63f15c","5a38a90d-ac24-11e9-8460-fa163e0a8baf","国械注准20193171890","牙种植体系统","常州百康特医疗器械有限公司","常州百康特医疗器械有限公司","7f97a7da-3aed-11ed-9447-b4055d63f15c","牙种植体系统-牙种植体","(T系骨水平牙种植体)ZTSR7.0-9.5","T系R型","钛合金","C0702011370200110457","C07020113702001104570000090",null,"申报企业自主确认为非招标产品、非中选产品或中选部件的附件（如覆盖螺丝、中央螺丝等）产品之一"]
["1c1427c0-3be2-11ed-9447-b4055d63f15c","5a38a90d-ac24-11e9-8460-fa163e0a8baf","国械注准20193171890","牙种植体系统","常州百康特医疗器械有限公司","常州百康特医疗器械有限公司","7f97a7da-3aed-11ed-9447-b4055d63f15c","牙种植体系统-牙种植体","(B系骨水平牙种植体)BLR4.8-10","B系R型","钛合金","C0702011370200110457","C07020113702001104570000092",null,"申报企业自主确认为非招标产品、非中选产品或中选部件的附件（如覆盖螺丝、中央螺丝等）产品之一"]
["7be62617-3be2-11ed-9447-b4055d63f15c","5a38a90d-ac24-11e9-8460-fa163e0a8baf","国械注准20193171890","牙种植体系统","常州百康特医疗器械有限公司","常州百康特医疗器械有限公司","7f97a7da-3aed-11ed-9447-b4055d63f15c","牙种植体系统-牙种植体","(软组织水平牙种植体)Z35/18/33/12","标准美学型","钛合金","C0702011370200110457","C07020113702001104570000095",null,"申报企业自主确认为非招标产品、非中选产品或中选部件的附件（如覆盖螺丝、中央螺丝等）产品之一"]
["7be67e86-3be2-11ed-9447-b4055d63f15c","5a38a90d-ac24-11e9-8460-fa163e0a8baf","国械注准20193171890","牙种植体系统","常州百康特医疗器械有限公司","常州百康特医疗器械有限公司","7f97a7da-3aed-11ed-9447-b4055d63f15c","牙种植体系统-牙种植体","(软组织水平牙种植体)Z35/18/33/8","标准美学型","钛合金","C0702011370200110457","C07020113702001104570000096",null,"申报企业自主确认为非招标产品、非中选产品或中选部件的附件（如覆盖螺丝、中央螺丝等）产品之一"]
["13c7c389-aeaa-11e9-8460-fa163e0a8baf","5a38a90d-ac24-11e9-8460-fa163e0a8baf","国械注准20193171890","牙种植体系统","常州百康特医疗器械有限公司","常州百康特医疗器械有限公司","a29c9af3982211ecb3f890e2ba8d9d30","牙种植体系统-愈合帽","(B系骨水平愈合帽封闭型)BLRF-0.5","封闭型","钛合金","C0702041390200110457","C07020413902001104570000017","06947600305507","申报企业自主确认为非招标产品、非中选产品或中选部件的附件（如覆盖螺丝、中央螺丝等）产品之一"]
["13c7c66f-aeaa-11e9-8460-fa163e0a8baf","5a38a90d-ac24-11e9-8460-fa163e0a8baf","国械注准20193171890","牙种植体系统","常州百康特医疗器械有限公司","常州百康特医疗器械有限公司","a29c9af3982211ecb3f890e2ba8d9d30","牙种植体系统-愈合帽","(B系骨水平愈合帽封闭型)BLNF-0.5","封闭型","钛合金","C0702041390200110457","C07020413902001104570000018","06947600305262","申报企业自主确认为非招标产品、非中选产品或中选部件的附件（如覆盖螺丝、中央螺丝等）产品之一"]
["13c7ccd4-aeaa-11e9-8460-fa163e0a8baf","5a38a90d-ac24-11e9-8460-fa163e0a8baf","国械注准20193171890","牙种植体系统","常州百康特医疗器械有限公司","常州百康特医疗器械有限公司","a29c9af3982211ecb3f890e2ba8d9d30","牙种植体系统-愈合帽","(B系骨水平愈合帽封闭型)BLRF-0","封闭型","钛合金","C0702041390200110457","C07020413902001104570000020","06947600305491","申报企业自主确认为非招标产品、非中选产品或中选部件的附件（如覆盖螺丝、中央螺丝等）产品之一"]
["319886c5-aead-11e9-8460-fa163e0a8baf","5a38a90d-ac24-11e9-8460-fa163e0a8baf","国械注准20193171890","牙种植体系统","常州百康特医疗器械有限公司","常州百康特医疗器械有限公司","a29c9af3982211ecb3f890e2ba8d9d30","牙种植体系统-愈合帽","(软组织水平愈合帽封闭型 )F4.8","封闭型","钛合金","C0702041390200110457","C07020413902001104570000004","06947600300991","申报企业自主确认为非招标产品、非中选产品或中选部件的附件（如覆盖螺丝、中央螺丝等）产品之一"]
["f0129b58-d21e-11ea-a4d6-fa163e0a8baf","5a38a90d-ac24-11e9-8460-fa163e0a8baf","国械注准20193171890","牙种植体系统","常州百康特医疗器械有限公司","常州百康特医疗器械有限公司","a29c9af3982211ecb3f890e2ba8d9d30","牙种植体系统-愈合帽","（T系骨水平愈合帽封闭型）TSRF-2","封闭型","钛合金","C0702041390200110457","C07020413902001104570000076",null,"申报企业自主确认为非招标产品、非中选产品或中选部件的附件（如覆盖螺丝、中央螺丝等）产品之一"]
["05ff41b2-d228-11ea-a4d6-fa163e0a8baf","5a38a90d-ac24-11e9-8460-fa163e0a8baf","国械注准20193171890","牙种植体系统","常州百康特医疗器械有限公司","常州百康特医疗器械有限公司","a2a95a65982211ecb3f890e2ba8d9d30","牙种植体系统-基台","（T系骨水平基台实心型(多功能)）TSRS5-1/3","实心型","钛合金","C0702021380100110457","C07020213801001104570000014",null,"申报企业自主确认为非招标产品、非中选产品或中选部件的附件（如覆盖螺丝、中央螺丝等）产品之一"]
["0d44fb83-6d74-11ea-948d-fa163e0a8baf","5a38a90d-ac24-11e9-8460-fa163e0a8baf","国械注准20193171890","牙种植体系统","常州百康特医疗器械有限公司","常州百康特医疗器械有限公司","a2a95a65982211ecb3f890e2ba8d9d30","牙种植体系统-基台","（T系骨水平基台直型）TSRZ7-1/7","直型","钛合金","C0702021380100110457","C07020213801001104570000062",null,"申报企业自主确认为非招标产品、非中选产品或中选部件的附件（如覆盖螺丝、中央螺丝等）产品之一"]
["0d4527d6-6d74-11ea-948d-fa163e0a8baf","5a38a90d-ac24-11e9-8460-fa163e0a8baf","国械注准20193171890","牙种植体系统","常州百康特医疗器械有限公司","常州百康特医疗器械有限公司","a2a95a65982211ecb3f890e2ba8d9d30","牙种植体系统-基台","（T系骨水平基台直型）TSRZ7-2/7","直型","钛合金","C0702021380100110457","C07020213801001104570000091",null,"申报企业自主确认为非招标产品、非中选产品或中选部件的附件（如覆盖螺丝、中央螺丝等）产品之一"]
["0d452c0f-6d74-11ea-948d-fa163e0a8baf","5a38a90d-ac24-11e9-8460-fa163e0a8baf","国械注准20193171890","牙种植体系统","常州百康特医疗器械有限公司","常州百康特医疗器械有限公司","a2a95a65982211ecb3f890e2ba8d9d30","牙种植体系统-基台","(T系骨水平基台直型)TSNZN4.0-3/10","直型","钛合金","C0702021380100110457","C07020213801001104570000094","06947600313212","申报企业自主确认为非招标产品、非中选产品或中选部件的附件（如覆盖螺丝、中央螺丝等）产品之一"]
["0d452d6c-6d74-11ea-948d-fa163e0a8baf","5a38a90d-ac24-11e9-8460-fa163e0a8baf","国械注准20193171890","牙种植体系统","常州百康特医疗器械有限公司","常州百康特医疗器械有限公司","a2a95a65982211ecb3f890e2ba8d9d30","牙种植体系统-基台","(T系骨水平基台直型)TSRZN4.5-3/10","直型","钛合金","C0702021380100110457","C07020213801001104570000095","06947600313250","申报企业自主确认为非招标产品、非中选产品或中选部件的附件（如覆盖螺丝、中央螺丝等）产品之一"]
["0d4531ef-6d74-11ea-948d-fa163e0a8baf","5a38a90d-ac24-11e9-8460-fa163e0a8baf","国械注准20193171890","牙种植体系统","常州百康特医疗器械有限公司","常州百康特医疗器械有限公司","a2a95a65982211ecb3f890e2ba8d9d30","牙种植体系统-基台","(T系骨水平基台直型)TSNZ4.0-1/10","直型","钛合金","C0702021380100110457","C07020213801001104570000098","06947600313182","申报企业自主确认为非招标产品、非中选产品或中选部件的附件（如覆盖螺丝、中央螺丝等）产品之一"]
["0d453378-6d74-11ea-948d-fa163e0a8baf","5a38a90d-ac24-11e9-8460-fa163e0a8baf","国械注准20193171890","牙种植体系统","常州百康特医疗器械有限公司","常州百康特医疗器械有限公司","a2a95a65982211ecb3f890e2ba8d9d30","牙种植体系统-基台","(T系骨水平基台直型)TSNZN4.0-1/10","直型","钛合金","C0702021380100110457","C07020213801001104570000099","06947600313199","申报企业自主确认为非招标产品、非中选产品或中选部件的附件（如覆盖螺丝、中央螺丝等）产品之一"]
["1d087b6b-6d75-11ea-948d-fa163e0a8baf","5a38a90d-ac24-11e9-8460-fa163e0a8baf","国械注准20193171890","牙种植体系统","常州百康特医疗器械有限公司","常州百康特医疗器械有限公司","a2a95a65982211ecb3f890e2ba8d9d30","牙种植体系统-基台","(T系骨水平基台研磨型)TSRMN10-20(25)","研磨型","钛合金","C0702021380100110457","C07020213801001104570000103","06947600380146","申报企业自主确认为非招标产品、非中选产品或中选部件的附件（如覆盖螺丝、中央螺丝等）产品之一"]
["1d088612-6d75-11ea-948d-fa163e0a8baf","5a38a90d-ac24-11e9-8460-fa163e0a8baf","国械注准20193171890","牙种植体系统","常州百康特医疗器械有限公司","常州百康特医疗器械有限公司","a2a95a65982211ecb3f890e2ba8d9d30","牙种植体系统-基台","(T系骨水平基台研磨型)TSRM10-20(26)","研磨型","钛合金","C0702021380100110457","C07020213801001104570000105","06947600380115","申报企业自主确认为非招标产品、非中选产品或中选部件的附件（如覆盖螺丝、中央螺丝等）产品之一"]
["1d088e3d-6d75-11ea-948d-fa163e0a8baf","5a38a90d-ac24-11e9-8460-fa163e0a8baf","国械注准20193171890","牙种植体系统","常州百康特医疗器械有限公司","常州百康特医疗器械有限公司","a2a95a65982211ecb3f890e2ba8d9d30","牙种植体系统-基台","(T系骨水平基台研磨型)TSRM10-20(24)","研磨型","钛合金","C0702021380100110457","C07020213801001104570000108","06947600380238","申报企业自主确认为非招标产品、非中选产品或中选部件的附件（如覆盖螺丝、中央螺丝等）产品之一"]
["1d0890eb-6d75-11ea-948d-fa163e0a8baf","5a38a90d-ac24-11e9-8460-fa163e0a8baf","国械注准20193171890","牙种植体系统","常州百康特医疗器械有限公司","常州百康特医疗器械有限公司","a2a95a65982211ecb3f890e2ba8d9d30","牙种植体系统-基台","(T系骨水平基台研磨型)TSNMN10-20(26)","研磨型","钛合金","C0702021380100110457","C07020213801001104570000109","06947600380108","申报企业自主确认为非招标产品、非中选产品或中选部件的附件（如覆盖螺丝、中央螺丝等）产品之一"]
["1d089f85-6d75-11ea-948d-fa163e0a8baf","5a38a90d-ac24-11e9-8460-fa163e0a8baf","国械注准20193171890","牙种植体系统","常州百康特医疗器械有限公司","常州百康特医疗器械有限公司","a2a95a65982211ecb3f890e2ba8d9d30","牙种植体系统-基台","(T系骨水平基台研磨型)TSNMN10-20(24)","研磨型","钛合金","C0702021380100110457","C07020213801001104570000112","06947600380221","申报企业自主确认为非招标产品、非中选产品或中选部件的附件（如覆盖螺丝、中央螺丝等）产品之一"]
["1d08a1fe-6d75-11ea-948d-fa163e0a8baf","5a38a90d-ac24-11e9-8460-fa163e0a8baf","国械注准20193171890","牙种植体系统","常州百康特医疗器械有限公司","常州百康特医疗器械有限公司","a2a95a65982211ecb3f890e2ba8d9d30","牙种植体系统-基台","(T系骨水平基台研磨型)TSRMN10-20(26)","研磨型","钛合金","C0702021380100110457","C07020213801001104570000113","06947600380122","申报企业自主确认为非招标产品、非中选产品或中选部件的附件（如覆盖螺丝、中央螺丝等）产品之一"]
["22eeb023-6d72-11ea-948d-fa163e0a8baf","5a38a90d-ac24-11e9-8460-fa163e0a8baf","国械注准20193171890","牙种植体系统","常州百康特医疗器械有限公司","常州百康特医疗器械有限公司","a2a95a65982211ecb3f890e2ba8d9d30","牙种植体系统-基台","(B系骨水平基台研磨型)BLNM10-20(26)","研磨型","钛合金","C0702021380100110457","C07020213801001104570000006","06947600380016","申报企业自主确认为非招标产品、非中选产品或中选部件的附件（如覆盖螺丝、中央螺丝等）产品之一"]
["22eeb1e4-6d72-11ea-948d-fa163e0a8baf","5a38a90d-ac24-11e9-8460-fa163e0a8baf","国械注准20193171890","牙种植体系统","常州百康特医疗器械有限公司","常州百康特医疗器械有限公司","a2a95a65982211ecb3f890e2ba8d9d30","牙种植体系统-基台","(B系骨水平基台研磨型)BLRM10-20(26)","研磨型","钛合金","C0702021380100110457","C07020213801001104570000007","06947600380030","申报企业自主确认为非招标产品、非中选产品或中选部件的附件（如覆盖螺丝、中央螺丝等）产品之一"]
["2cbccbf8-816a-11eb-ace3-fa163e311f19","5a38a90d-ac24-11e9-8460-fa163e0a8baf","国械注准20193171890","牙种植体系统","常州百康特医疗器械有限公司","常州百康特医疗器械有限公司","a2a95a65982211ecb3f890e2ba8d9d30","牙种植体系统-基台","(B系骨水平基台角度型(多功能))BLNJD17°-2.5A","角度型","钛合金","C0702021380100110457","C07020213801001104570000115","06947600303312","申报企业自主确认为非招标产品、非中选产品或中选部件的附件（如覆盖螺丝、中央螺丝等）产品之一"]
["392feac1-d223-11ea-a4d6-fa163e0a8baf","5a38a90d-ac24-11e9-8460-fa163e0a8baf","国械注准20193171890","牙种植体系统","常州百康特医疗器械有限公司","常州百康特医疗器械有限公司","a2a95a65982211ecb3f890e2ba8d9d30","牙种植体系统-基台","（B系骨水平基台研磨型）BLRM4-13","研磨型","钛合金","C0702021380100110457","C07020213801001104570000010",null,"申报企业自主确认为非招标产品、非中选产品或中选部件的附件（如覆盖螺丝、中央螺丝等）产品之一"]
["4cb5d75c-816a-11eb-ace3-fa163e311f19","5a38a90d-ac24-11e9-8460-fa163e0a8baf","国械注准20193171890","牙种植体系统","常州百康特医疗器械有限公司","常州百康特医疗器械有限公司","a2a95a65982211ecb3f890e2ba8d9d30","牙种植体系统-基台","(B系骨水平基台角度型(多功能))BLNJD17°-4B","角度型","钛合金","C0702021380100110457","C07020213801001104570000130","06947600303343","申报企业自主确认为非招标产品、非中选产品或中选部件的附件（如覆盖螺丝、中央螺丝等）产品之一"]
["531bee1b-816a-11eb-ace3-fa163e311f19","5a38a90d-ac24-11e9-8460-fa163e0a8baf","国械注准20193171890","牙种植体系统","常州百康特医疗器械有限公司","常州百康特医疗器械有限公司","a2a95a65982211ecb3f890e2ba8d9d30","牙种植体系统-基台","(B系骨水平基台角度型(多功能))BLNJD17°-5.5A","角度型","钛合金","C0702021380100110457","C07020213801001104570000131","06947600303350","申报企业自主确认为非招标产品、非中选产品或中选部件的附件（如覆盖螺丝、中央螺丝等）产品之一"]
["596d360b-22ec-11eb-bf70-fa163e0a8baf","5a38a90d-ac24-11e9-8460-fa163e0a8baf","国械注准20193171890","牙种植体系统","常州百康特医疗器械有限公司","常州百康特医疗器械有限公司","a2a95a65982211ecb3f890e2ba8d9d30","牙种植体系统-基台","(B系骨水平基台预成型)BLNCN9.5-1.3","预成型","钛合金","C0702021380100110457","C07020213801001104570000146","06947600327011","申报企业自主确认为非招标产品、非中选产品或中选部件的附件（如覆盖螺丝、中央螺丝等）产品之一"]
["596d3861-22ec-11eb-bf70-fa163e0a8baf","5a38a90d-ac24-11e9-8460-fa163e0a8baf","国械注准20193171890","牙种植体系统","常州百康特医疗器械有限公司","常州百康特医疗器械有限公司","a2a95a65982211ecb3f890e2ba8d9d30","牙种植体系统-基台","(B系骨水平基台预成型)BLNC9.5-0.5","预成型","钛合金","C0702021380100110457","C07020213801001104570000147","06947600320975","申报企业自主确认为非招标产品、非中选产品或中选部件的附件（如覆盖螺丝、中央螺丝等）产品之一"]
["596d3d87-22ec-11eb-bf70-fa163e0a8baf","5a38a90d-ac24-11e9-8460-fa163e0a8baf","国械注准20193171890","牙种植体系统","常州百康特医疗器械有限公司","常州百康特医疗器械有限公司","a2a95a65982211ecb3f890e2ba8d9d30","牙种植体系统-基台","(B系骨水平基台预成型)BLRCN9.0-5.3","预成型","钛合金","C0702021380100110457","C07020213801001104570000150","06947600331339","申报企业自主确认为非招标产品、非中选产品或中选部件的附件（如覆盖螺丝、中央螺丝等）产品之一"]
["596d40a0-22ec-11eb-bf70-fa163e0a8baf","5a38a90d-ac24-11e9-8460-fa163e0a8baf","国械注准20193171890","牙种植体系统","常州百康特医疗器械有限公司","常州百康特医疗器械有限公司","a2a95a65982211ecb3f890e2ba8d9d30","牙种植体系统-基台","(B系骨水平基台预成型)BLRC12.0-1.5","预成型","钛合金","C0702021380100110457","C07020213801001104570000152","06947600323549","申报企业自主确认为非招标产品、非中选产品或中选部件的附件（如覆盖螺丝、中央螺丝等）产品之一"]
["596d45ea-22ec-11eb-bf70-fa163e0a8baf","5a38a90d-ac24-11e9-8460-fa163e0a8baf","国械注准20193171890","牙种植体系统","常州百康特医疗器械有限公司","常州百康特医疗器械有限公司","a2a95a65982211ecb3f890e2ba8d9d30","牙种植体系统-基台","(B系骨水平基台预成型)BLRCN9.0-3.5","预成型","钛合金","C0702021380100110457","C07020213801001104570000155","06947600330387","申报企业自主确认为非招标产品、非中选产品或中选部件的附件（如覆盖螺丝、中央螺丝等）产品之一"]
["596d476d-22ec-11eb-bf70-fa163e0a8baf","5a38a90d-ac24-11e9-8460-fa163e0a8baf","国械注准20193171890","牙种植体系统","常州百康特医疗器械有限公司","常州百康特医疗器械有限公司","a2a95a65982211ecb3f890e2ba8d9d30","牙种植体系统-基台","(B系骨水平基台预成型)BLRCN7.0-2.5","预成型","钛合金","C0702021380100110457","C07020213801001104570000156","06947600329770","申报企业自主确认为非招标产品、非中选产品或中选部件的附件（如覆盖螺丝、中央螺丝等）产品之一"]
["596d4be5-22ec-11eb-bf70-fa163e0a8baf","5a38a90d-ac24-11e9-8460-fa163e0a8baf","国械注准20193171890","牙种植体系统","常州百康特医疗器械有限公司","常州百康特医疗器械有限公司","a2a95a65982211ecb3f890e2ba8d9d30","牙种植体系统-基台","(B系骨水平基台预成型)BLRCN6.0-3.5","预成型","钛合金","C0702021380100110457","C07020213801001104570000159","06947600330325","申报企业自主确认为非招标产品、非中选产品或中选部件的附件（如覆盖螺丝、中央螺丝等）产品之一"]
["596d4d65-22ec-11eb-bf70-fa163e0a8baf","5a38a90d-ac24-11e9-8460-fa163e0a8baf","国械注准20193171890","牙种植体系统","常州百康特医疗器械有限公司","常州百康特医疗器械有限公司","a2a95a65982211ecb3f890e2ba8d9d30","牙种植体系统-基台","(B系骨水平基台预成型)BLRC13.0-3.3","预成型","钛合金","C0702021380100110457","C07020213801001104570000160","06947600324515","申报企业自主确认为非招标产品、非中选产品或中选部件的附件（如覆盖螺丝、中央螺丝等）产品之一"]
["596d5078-22ec-11eb-bf70-fa163e0a8baf","5a38a90d-ac24-11e9-8460-fa163e0a8baf","国械注准20193171890","牙种植体系统","常州百康特医疗器械有限公司","常州百康特医疗器械有限公司","a2a95a65982211ecb3f890e2ba8d9d30","牙种植体系统-基台","(B系骨水平基台预成型)BLRC4.0-0.5","预成型","钛合金","C0702021380100110457","C07020213801001104570000162","06947600322818","申报企业自主确认为非招标产品、非中选产品或中选部件的附件（如覆盖螺丝、中央螺丝等）产品之一"]
["596d54df-22ec-11eb-bf70-fa163e0a8baf","5a38a90d-ac24-11e9-8460-fa163e0a8baf","国械注准20193171890","牙种植体系统","常州百康特医疗器械有限公司","常州百康特医疗器械有限公司","a2a95a65982211ecb3f890e2ba8d9d30","牙种植体系统-基台","(B系骨水平基台预成型)BLRCN7.0-3.3","预成型","钛合金","C0702021380100110457","C07020213801001104570000165","06947600330158","申报企业自主确认为非招标产品、非中选产品或中选部件的附件（如覆盖螺丝、中央螺丝等）产品之一"]
["596d5935-22ec-11eb-bf70-fa163e0a8baf","5a38a90d-ac24-11e9-8460-fa163e0a8baf","国械注准20193171890","牙种植体系统","常州百康特医疗器械有限公司","常州百康特医疗器械有限公司","a2a95a65982211ecb3f890e2ba8d9d30","牙种植体系统-基台","(B系骨水平基台预成型)BLNC3.5-2.5","预成型","钛合金","C0702021380100110457","C07020213801001104570000168","06947600321699","申报企业自主确认为非招标产品、非中选产品或中选部件的附件（如覆盖螺丝、中央螺丝等）产品之一"]
["596d5ab1-22ec-11eb-bf70-fa163e0a8baf","5a38a90d-ac24-11e9-8460-fa163e0a8baf","国械注准20193171890","牙种植体系统","常州百康特医疗器械有限公司","常州百康特医疗器械有限公司","a2a95a65982211ecb3f890e2ba8d9d30","牙种植体系统-基台","(B系骨水平基台预成型)BLRCN6.5-2.3","预成型","钛合金","C0702021380100110457","C07020213801001104570000169","06947600329572","申报企业自主确认为非招标产品、非中选产品或中选部件的附件（如覆盖螺丝、中央螺丝等）产品之一"]
["596d5f15-22ec-11eb-bf70-fa163e0a8baf","5a38a90d-ac24-11e9-8460-fa163e0a8baf","国械注准20193171890","牙种植体系统","常州百康特医疗器械有限公司","常州百康特医疗器械有限公司","a2a95a65982211ecb3f890e2ba8d9d30","牙种植体系统-基台","(B系骨水平基台预成型)BLNC6.0-1.3","预成型","钛合金","C0702021380100110457","C07020213801001104570000172","06947600321187","申报企业自主确认为非招标产品、非中选产品或中选部件的附件（如覆盖螺丝、中央螺丝等）产品之一"]
["596d6094-22ec-11eb-bf70-fa163e0a8baf","5a38a90d-ac24-11e9-8460-fa163e0a8baf","国械注准20193171890","牙种植体系统","常州百康特医疗器械有限公司","常州百康特医疗器械有限公司","a2a95a65982211ecb3f890e2ba8d9d30","牙种植体系统-基台","(B系骨水平基台预成型)BLRC6.5-6.5","预成型","钛合金","C0702021380100110457","C07020213801001104570000173","06947600326281","申报企业自主确认为非招标产品、非中选产品或中选部件的附件（如覆盖螺丝、中央螺丝等）产品之一"]
["596d6683-22ec-11eb-bf70-fa163e0a8baf","5a38a90d-ac24-11e9-8460-fa163e0a8baf","国械注准20193171890","牙种植体系统","常州百康特医疗器械有限公司","常州百康特医疗器械有限公司","a2a95a65982211ecb3f890e2ba8d9d30","牙种植体系统-基台","(B系骨水平基台预成型)BLNCN6.5-1.9","预成型","钛合金","C0702021380100110457","C07020213801001104570000177","06947600327233","申报企业自主确认为非招标产品、非中选产品或中选部件的附件（如覆盖螺丝、中央螺丝等）产品之一"]
["596d67fe-22ec-11eb-bf70-fa163e0a8baf","5a38a90d-ac24-11e9-8460-fa163e0a8baf","国械注准20193171890","牙种植体系统","常州百康特医疗器械有限公司","常州百康特医疗器械有限公司","a2a95a65982211ecb3f890e2ba8d9d30","牙种植体系统-基台","(B系骨水平基台预成型)BLRCN11.0-0.9","预成型","钛合金","C0702021380100110457","C07020213801001104570000178","06947600328902","申报企业自主确认为非招标产品、非中选产品或中选部件的附件（如覆盖螺丝、中央螺丝等）产品之一"]
["596d6cda-22ec-11eb-bf70-fa163e0a8baf","5a38a90d-ac24-11e9-8460-fa163e0a8baf","国械注准20193171890","牙种植体系统","常州百康特医疗器械有限公司","常州百康特医疗器械有限公司","a2a95a65982211ecb3f890e2ba8d9d30","牙种植体系统-基台","(B系骨水平基台预成型)BLRCN5.5-2.3","预成型","钛合金","C0702021380100110457","C07020213801001104570000181","06947600329558","申报企业自主确认为非招标产品、非中选产品或中选部件的附件（如覆盖螺丝、中央螺丝等）产品之一"]
["596d6e4d-22ec-11eb-bf70-fa163e0a8baf","5a38a90d-ac24-11e9-8460-fa163e0a8baf","国械注准20193171890","牙种植体系统","常州百康特医疗器械有限公司","常州百康特医疗器械有限公司","a2a95a65982211ecb3f890e2ba8d9d30","牙种植体系统-基台","(B系骨水平基台预成型)BLRC10.5-3.5","预成型","钛合金","C0702021380100110457","C07020213801001104570000182","06947600324652","申报企业自主确认为非招标产品、非中选产品或中选部件的附件（如覆盖螺丝、中央螺丝等）产品之一"]
["596d72b2-22ec-11eb-bf70-fa163e0a8baf","5a38a90d-ac24-11e9-8460-fa163e0a8baf","国械注准20193171890","牙种植体系统","常州百康特医疗器械有限公司","常州百康特医疗器械有限公司","a2a95a65982211ecb3f890e2ba8d9d30","牙种植体系统-基台","(B系骨水平基台预成型)BLRC12.0-4.5","预成型","钛合金","C0702021380100110457","C07020213801001104570000185","06947600325253","申报企业自主确认为非招标产品、非中选产品或中选部件的附件（如覆盖螺丝、中央螺丝等）产品之一"]
["596d75a3-22ec-11eb-bf70-fa163e0a8baf","5a38a90d-ac24-11e9-8460-fa163e0a8baf","国械注准20193171890","牙种植体系统","常州百康特医疗器械有限公司","常州百康特医疗器械有限公司","a2a95a65982211ecb3f890e2ba8d9d30","牙种植体系统-基台","(B系骨水平基台预成型)BLRC8.0-1.3","预成型","钛合金","C0702021380100110457","C07020213801001104570000187","06947600323273","申报企业自主确认为非招标产品、非中选产品或中选部件的附件（如覆盖螺丝、中央螺丝等）产品之一"]
["596d7a10-22ec-11eb-bf70-fa163e0a8baf","5a38a90d-ac24-11e9-8460-fa163e0a8baf","国械注准20193171890","牙种植体系统","常州百康特医疗器械有限公司","常州百康特医疗器械有限公司","a2a95a65982211ecb3f890e2ba8d9d30","牙种植体系统-基台","(B系骨水平基台预成型)BLRC13.0-5.9","预成型","钛合金","C0702021380100110457","C07020213801001104570000190","06947600326038","申报企业自主确认为非招标产品、非中选产品或中选部件的附件（如覆盖螺丝、中央螺丝等）产品之一"]
["59776b44-22ec-11eb-bf70-fa163e0a8baf","5a38a90d-ac24-11e9-8460-fa163e0a8baf","国械注准20193171890","牙种植体系统","常州百康特医疗器械有限公司","常州百康特医疗器械有限公司","a2a95a65982211ecb3f890e2ba8d9d30","牙种植体系统-基台","(B系骨水平基台预成型)BLRC9.0-2.5","预成型","钛合金","C0702021380100110457","C07020213801001104570000191","06947600324058","申报企业自主确认为非招标产品、非中选产品或中选部件的附件（如覆盖螺丝、中央螺丝等）产品之一"]
["59888a81-22ec-11eb-bf70-fa163e0a8baf","5a38a90d-ac24-11e9-8460-fa163e0a8baf","国械注准20193171890","牙种植体系统","常州百康特医疗器械有限公司","常州百康特医疗器械有限公司","a2a95a65982211ecb3f890e2ba8d9d30","牙种植体系统-基台","(B系骨水平基台预成型)BLNCN6.0-3.3","预成型","钛合金","C0702021380100110457","C07020213801001104570000194","06947600327783","申报企业自主确认为非招标产品、非中选产品或中选部件的附件（如覆盖螺丝、中央螺丝等）产品之一"]
["59888c60-22ec-11eb-bf70-fa163e0a8baf","5a38a90d-ac24-11e9-8460-fa163e0a8baf","国械注准20193171890","牙种植体系统","常州百康特医疗器械有限公司","常州百康特医疗器械有限公司","a2a95a65982211ecb3f890e2ba8d9d30","牙种植体系统-基台","(B系骨水平基台预成型)BLRC5.0-1.9","预成型","钛合金","C0702021380100110457","C07020213801001104570000195","06947600323594","申报企业自主确认为非招标产品、非中选产品或中选部件的附件（如覆盖螺丝、中央螺丝等）产品之一"]
["59888f9a-22ec-11eb-bf70-fa163e0a8baf","5a38a90d-ac24-11e9-8460-fa163e0a8baf","国械注准20193171890","牙种植体系统","常州百康特医疗器械有限公司","常州百康特医疗器械有限公司","a2a95a65982211ecb3f890e2ba8d9d30","牙种植体系统-基台","(B系骨水平基台预成型)BLRCN8.5-1.3","预成型","钛合金","C0702021380100110457","C07020213801001104570000197","06947600329046","申报企业自主确认为非招标产品、非中选产品或中选部件的附件（如覆盖螺丝、中央螺丝等）产品之一"]
["5988a94d-22ec-11eb-bf70-fa163e0a8baf","5a38a90d-ac24-11e9-8460-fa163e0a8baf","国械注准20193171890","牙种植体系统","常州百康特医疗器械有限公司","常州百康特医疗器械有限公司","a2a95a65982211ecb3f890e2ba8d9d30","牙种植体系统-基台","(B系骨水平基台预成型)BLRCN5.0-0.9","预成型","钛合金","C0702021380100110457","C07020213801001104570000200","06947600328780","申报企业自主确认为非招标产品、非中选产品或中选部件的附件（如覆盖螺丝、中央螺丝等）产品之一"]
["5988ae2c-22ec-11eb-bf70-fa163e0a8baf","5a38a90d-ac24-11e9-8460-fa163e0a8baf","国械注准20193171890","牙种植体系统","常州百康特医疗器械有限公司","常州百康特医疗器械有限公司","a2a95a65982211ecb3f890e2ba8d9d30","牙种植体系统-基台","(B系骨水平基台预成型)BLNC9.5-3.3","预成型","钛合金","C0702021380100110457","C07020213801001104570000203","06947600322092","申报企业自主确认为非招标产品、非中选产品或中选部件的附件（如覆盖螺丝、中央螺丝等）产品之一"]
["5988fe6a-22ec-11eb-bf70-fa163e0a8baf","5a38a90d-ac24-11e9-8460-fa163e0a8baf","国械注准20193171890","牙种植体系统","常州百康特医疗器械有限公司","常州百康特医疗器械有限公司","a2a95a65982211ecb3f890e2ba8d9d30","牙种植体系统-基台","(B系骨水平基台预成型)BLRCN12.5-6.5","预成型","钛合金","C0702021380100110457","C07020213801001104570000204","06947600332169","申报企业自主确认为非招标产品、非中选产品或中选部件的附件（如覆盖螺丝、中央螺丝等）产品之一"]
["599025fa-22ec-11eb-bf70-fa163e0a8baf","5a38a90d-ac24-11e9-8460-fa163e0a8baf","国械注准20193171890","牙种植体系统","常州百康特医疗器械有限公司","常州百康特医疗器械有限公司","a2a95a65982211ecb3f890e2ba8d9d30","牙种植体系统-基台","(B系骨水平基台预成型)BLRCN8.0-0.9","预成型","钛合金","C0702021380100110457","C07020213801001104570000207","06947600328841","申报企业自主确认为非招标产品、非中选产品或中选部件的附件（如覆盖螺丝、中央螺丝等）产品之一"]
["5996aa4a-22ec-11eb-bf70-fa163e0a8baf","5a38a90d-ac24-11e9-8460-fa163e0a8baf","国械注准20193171890","牙种植体系统","常州百康特医疗器械有限公司","常州百康特医疗器械有限公司","a2a95a65982211ecb3f890e2ba8d9d30","牙种植体系统-基台","(B系骨水平基台预成型)BLRC6.5-2.5","预成型","钛合金","C0702021380100110457","C07020213801001104570000210","06947600324003","申报企业自主确认为非招标产品、非中选产品或中选部件的附件（如覆盖螺丝、中央螺丝等）产品之一"]
["5996ccf8-22ec-11eb-bf70-fa163e0a8baf","5a38a90d-ac24-11e9-8460-fa163e0a8baf","国械注准20193171890","牙种植体系统","常州百康特医疗器械有限公司","常州百康特医疗器械有限公司","a2a95a65982211ecb3f890e2ba8d9d30","牙种植体系统-基台","(B系骨水平基台预成型)BLRCN8.5-4.9","预成型","钛合金","C0702021380100110457","C07020213801001104570000212","06947600331131","申报企业自主确认为非招标产品、非中选产品或中选部件的附件（如覆盖螺丝、中央螺丝等）产品之一"]
["5996fe21-22ec-11eb-bf70-fa163e0a8baf","5a38a90d-ac24-11e9-8460-fa163e0a8baf","国械注准20193171890","牙种植体系统","常州百康特医疗器械有限公司","常州百康特医疗器械有限公司","a2a95a65982211ecb3f890e2ba8d9d30","牙种植体系统-基台","(B系骨水平基台预成型)BLRC8.5-5.5","预成型","钛合金","C0702021380100110457","C07020213801001104570000213","06947600325758","申报企业自主确认为非招标产品、非中选产品或中选部件的附件（如覆盖螺丝、中央螺丝等）产品之一"]
["5997208f-22ec-11eb-bf70-fa163e0a8baf","5a38a90d-ac24-11e9-8460-fa163e0a8baf","国械注准20193171890","牙种植体系统","常州百康特医疗器械有限公司","常州百康特医疗器械有限公司","a2a95a65982211ecb3f890e2ba8d9d30","牙种植体系统-基台","(B系骨水平基台预成型)BLNC5.0-2.9","预成型","钛合金","C0702021380100110457","C07020213801001104570000216","06947600321866","申报企业自主确认为非招标产品、非中选产品或中选部件的附件（如覆盖螺丝、中央螺丝等）产品之一"]
["5997223d-22ec-11eb-bf70-fa163e0a8baf","5a38a90d-ac24-11e9-8460-fa163e0a8baf","国械注准20193171890","牙种植体系统","常州百康特医疗器械有限公司","常州百康特医疗器械有限公司","a2a95a65982211ecb3f890e2ba8d9d30","牙种植体系统-基台","(B系骨水平基台预成型)BLRCN4.0-2.5","预成型","钛合金","C0702021380100110457","C07020213801001104570000217","06947600329718","申报企业自主确认为非招标产品、非中选产品或中选部件的附件（如覆盖螺丝、中央螺丝等）产品之一"]
["59972531-22ec-11eb-bf70-fa163e0a8baf","5a38a90d-ac24-11e9-8460-fa163e0a8baf","国械注准20193171890","牙种植体系统","常州百康特医疗器械有限公司","常州百康特医疗器械有限公司","a2a95a65982211ecb3f890e2ba8d9d30","牙种植体系统-基台","(B系骨水平基台预成型)BLRC10.5-4.5","预成型","钛合金","C0702021380100110457","C07020213801001104570000219","06947600325222","申报企业自主确认为非招标产品、非中选产品或中选部件的附件（如覆盖螺丝、中央螺丝等）产品之一"]
["599729cb-22ec-11eb-bf70-fa163e0a8baf","5a38a90d-ac24-11e9-8460-fa163e0a8baf","国械注准20193171890","牙种植体系统","常州百康特医疗器械有限公司","常州百康特医疗器械有限公司","a2a95a65982211ecb3f890e2ba8d9d30","牙种植体系统-基台","(B系骨水平基台预成型)BLRC12.0-2.9","预成型","钛合金","C0702021380100110457","C07020213801001104570000222","06947600324300","申报企业自主确认为非招标产品、非中选产品或中选部件的附件（如覆盖螺丝、中央螺丝等）产品之一"]
["59972e5b-22ec-11eb-bf70-fa163e0a8baf","5a38a90d-ac24-11e9-8460-fa163e0a8baf","国械注准20193171890","牙种植体系统","常州百康特医疗器械有限公司","常州百康特医疗器械有限公司","a2a95a65982211ecb3f890e2ba8d9d30","牙种植体系统-基台","(B系骨水平基台预成型)BLRC7.0-2.5","预成型","钛合金","C0702021380100110457","C07020213801001104570000225","06947600324010","申报企业自主确认为非招标产品、非中选产品或中选部件的附件（如覆盖螺丝、中央螺丝等）产品之一"]
["59973002-22ec-11eb-bf70-fa163e0a8baf","5a38a90d-ac24-11e9-8460-fa163e0a8baf","国械注准20193171890","牙种植体系统","常州百康特医疗器械有限公司","常州百康特医疗器械有限公司","a2a95a65982211ecb3f890e2ba8d9d30","牙种植体系统-基台","(B系骨水平基台预成型)BLNCN6.0-4.5","预成型","钛合金","C0702021380100110457","C07020213801001104570000226","06947600328346","申报企业自主确认为非招标产品、非中选产品或中选部件的附件（如覆盖螺丝、中央螺丝等）产品之一"]
["59975243-22ec-11eb-bf70-fa163e0a8baf","5a38a90d-ac24-11e9-8460-fa163e0a8baf","国械注准20193171890","牙种植体系统","常州百康特医疗器械有限公司","常州百康特医疗器械有限公司","a2a95a65982211ecb3f890e2ba8d9d30","牙种植体系统-基台","(B系骨水平基台预成型)BLRC5.0-3.3","预成型","钛合金","C0702021380100110457","C07020213801001104570000229","06947600324355","申报企业自主确认为非招标产品、非中选产品或中选部件的附件（如覆盖螺丝、中央螺丝等）产品之一"]
["59975840-22ec-11eb-bf70-fa163e0a8baf","5a38a90d-ac24-11e9-8460-fa163e0a8baf","国械注准20193171890","牙种植体系统","常州百康特医疗器械有限公司","常州百康特医疗器械有限公司","a2a95a65982211ecb3f890e2ba8d9d30","牙种植体系统-基台","(B系骨水平基台预成型)BLRC7.0-5.9","预成型","钛合金","C0702021380100110457","C07020213801001104570000232","06947600325918","申报企业自主确认为非招标产品、非中选产品或中选部件的附件（如覆盖螺丝、中央螺丝等）产品之一"]
["59996732-22ec-11eb-bf70-fa163e0a8baf","5a38a90d-ac24-11e9-8460-fa163e0a8baf","国械注准20193171890","牙种植体系统","常州百康特医疗器械有限公司","常州百康特医疗器械有限公司","a2a95a65982211ecb3f890e2ba8d9d30","牙种植体系统-基台","(B系骨水平基台预成型)BLNCN5.5-0.9","预成型","钛合金","C0702021380100110457","C07020213801001104570000234","06947600326793","申报企业自主确认为非招标产品、非中选产品或中选部件的附件（如覆盖螺丝、中央螺丝等）产品之一"]
["59997ead-22ec-11eb-bf70-fa163e0a8baf","5a38a90d-ac24-11e9-8460-fa163e0a8baf","国械注准20193171890","牙种植体系统","常州百康特医疗器械有限公司","常州百康特医疗器械有限公司","a2a95a65982211ecb3f890e2ba8d9d30","牙种植体系统-基台","(B系骨水平基台预成型)BLRCN10.0-3.9","预成型","钛合金","C0702021380100110457","C07020213801001104570000235","06947600330592","申报企业自主确认为非招标产品、非中选产品或中选部件的附件（如覆盖螺丝、中央螺丝等）产品之一"]
["59998545-22ec-11eb-bf70-fa163e0a8baf","5a38a90d-ac24-11e9-8460-fa163e0a8baf","国械注准20193171890","牙种植体系统","常州百康特医疗器械有限公司","常州百康特医疗器械有限公司","a2a95a65982211ecb3f890e2ba8d9d30","牙种植体系统-基台","(B系骨水平基台预成型)BLNC6.5-4.5","预成型","钛合金","C0702021380100110457","C07020213801001104570000238","06947600322597","申报企业自主确认为非招标产品、非中选产品或中选部件的附件（如覆盖螺丝、中央螺丝等）产品之一"]
["599986f1-22ec-11eb-bf70-fa163e0a8baf","5a38a90d-ac24-11e9-8460-fa163e0a8baf","国械注准20193171890","牙种植体系统","常州百康特医疗器械有限公司","常州百康特医疗器械有限公司","a2a95a65982211ecb3f890e2ba8d9d30","牙种植体系统-基台","(B系骨水平基台预成型)BLNC4.0-0.5","预成型","钛合金","C0702021380100110457","C07020213801001104570000239","06947600320869","申报企业自主确认为非招标产品、非中选产品或中选部件的附件（如覆盖螺丝、中央螺丝等）产品之一"]
["59998bab-22ec-11eb-bf70-fa163e0a8baf","5a38a90d-ac24-11e9-8460-fa163e0a8baf","国械注准20193171890","牙种植体系统","常州百康特医疗器械有限公司","常州百康特医疗器械有限公司","a2a95a65982211ecb3f890e2ba8d9d30","牙种植体系统-基台","(B系骨水平基台预成型)BLNCN5.5-3.9","预成型","钛合金","C0702021380100110457","C07020213801001104570000242","06947600328056","申报企业自主确认为非招标产品、非中选产品或中选部件的附件（如覆盖螺丝、中央螺丝等）产品之一"]
["5999c133-22ec-11eb-bf70-fa163e0a8baf","5a38a90d-ac24-11e9-8460-fa163e0a8baf","国械注准20193171890","牙种植体系统","常州百康特医疗器械有限公司","常州百康特医疗器械有限公司","a2a95a65982211ecb3f890e2ba8d9d30","牙种植体系统-基台","(B系骨水平基台预成型)BLRC13.0-1.9","预成型","钛合金","C0702021380100110457","C07020213801001104570000244","06947600323754","申报企业自主确认为非招标产品、非中选产品或中选部件的附件（如覆盖螺丝、中央螺丝等）产品之一"]
["5999dc97-22ec-11eb-bf70-fa163e0a8baf","5a38a90d-ac24-11e9-8460-fa163e0a8baf","国械注准20193171890","牙种植体系统","常州百康特医疗器械有限公司","常州百康特医疗器械有限公司","a2a95a65982211ecb3f890e2ba8d9d30","牙种植体系统-基台","(B系骨水平基台预成型)BLRC11.5-1.9","预成型","钛合金","C0702021380100110457","C07020213801001104570000247","06947600323723","申报企业自主确认为非招标产品、非中选产品或中选部件的附件（如覆盖螺丝、中央螺丝等）产品之一"]
["5999de16-22ec-11eb-bf70-fa163e0a8baf","5a38a90d-ac24-11e9-8460-fa163e0a8baf","国械注准20193171890","牙种植体系统","常州百康特医疗器械有限公司","常州百康特医疗器械有限公司","a2a95a65982211ecb3f890e2ba8d9d30","牙种植体系统-基台","(B系骨水平基台预成型)BLNCN9.5-0.9","预成型","钛合金","C0702021380100110457","C07020213801001104570000248","06947600326878","申报企业自主确认为非招标产品、非中选产品或中选部件的附件（如覆盖螺丝、中央螺丝等）产品之一"]
["599a8f0e-22ec-11eb-bf70-fa163e0a8baf","5a38a90d-ac24-11e9-8460-fa163e0a8baf","国械注准20193171890","牙种植体系统","常州百康特医疗器械有限公司","常州百康特医疗器械有限公司","a2a95a65982211ecb3f890e2ba8d9d30","牙种植体系统-基台","(B系骨水平基台预成型)BLRCN9.0-6.9","预成型","钛合金","C0702021380100110457","C07020213801001104570000251","06947600332282","申报企业自主确认为非招标产品、非中选产品或中选部件的附件（如覆盖螺丝、中央螺丝等）产品之一"]
["599ad529-22ec-11eb-bf70-fa163e0a8baf","5a38a90d-ac24-11e9-8460-fa163e0a8baf","国械注准20193171890","牙种植体系统","常州百康特医疗器械有限公司","常州百康特医疗器械有限公司","a2a95a65982211ecb3f890e2ba8d9d30","牙种植体系统-基台","(B系骨水平基台预成型)BLRCN4.5-6.3","预成型","钛合金","C0702021380100110457","C07020213801001104570000252","06947600331810","申报企业自主确认为非招标产品、非中选产品或中选部件的附件（如覆盖螺丝、中央螺丝等）产品之一"]
["599ada0c-22ec-11eb-bf70-fa163e0a8baf","5a38a90d-ac24-11e9-8460-fa163e0a8baf","国械注准20193171890","牙种植体系统","常州百康特医疗器械有限公司","常州百康特医疗器械有限公司","a2a95a65982211ecb3f890e2ba8d9d30","牙种植体系统-基台","(B系骨水平基台预成型)BLNCN8.0-1.5","预成型","钛合金","C0702021380100110457","C07020213801001104570000255","06947600327127","申报企业自主确认为非招标产品、非中选产品或中选部件的附件（如覆盖螺丝、中央螺丝等）产品之一"]
["599add12-22ec-11eb-bf70-fa163e0a8baf","5a38a90d-ac24-11e9-8460-fa163e0a8baf","国械注准20193171890","牙种植体系统","常州百康特医疗器械有限公司","常州百康特医疗器械有限公司","a2a95a65982211ecb3f890e2ba8d9d30","牙种植体系统-基台","(B系骨水平基台预成型)BLRC4.0-1.5","预成型","钛合金","C0702021380100110457","C07020213801001104570000257","06947600323389","申报企业自主确认为非招标产品、非中选产品或中选部件的附件（如覆盖螺丝、中央螺丝等）产品之一"]
["599d276a-22ec-11eb-bf70-fa163e0a8baf","5a38a90d-ac24-11e9-8460-fa163e0a8baf","国械注准20193171890","牙种植体系统","常州百康特医疗器械有限公司","常州百康特医疗器械有限公司","a2a95a65982211ecb3f890e2ba8d9d30","牙种植体系统-基台","(B系骨水平基台预成型)BLNC9.5-3.5","预成型","钛合金","C0702021380100110457","C07020213801001104570000260","06947600322238","申报企业自主确认为非招标产品、非中选产品或中选部件的附件（如覆盖螺丝、中央螺丝等）产品之一"]
["599d2927-22ec-11eb-bf70-fa163e0a8baf","5a38a90d-ac24-11e9-8460-fa163e0a8baf","国械注准20193171890","牙种植体系统","常州百康特医疗器械有限公司","常州百康特医疗器械有限公司","a2a95a65982211ecb3f890e2ba8d9d30","牙种植体系统-基台","(B系骨水平基台预成型)BLNC5.5-1.5","预成型","钛合金","C0702021380100110457","C07020213801001104570000261","06947600321316","申报企业自主确认为非招标产品、非中选产品或中选部件的附件（如覆盖螺丝、中央螺丝等）产品之一"]
["599d6122-22ec-11eb-bf70-fa163e0a8baf","5a38a90d-ac24-11e9-8460-fa163e0a8baf","国械注准20193171890","牙种植体系统","常州百康特医疗器械有限公司","常州百康特医疗器械有限公司","a2a95a65982211ecb3f890e2ba8d9d30","牙种植体系统-基台","(B系骨水平基台预成型)BLRC13.0-6.5","预成型","钛合金","C0702021380100110457","C07020213801001104570000264","06947600326410","申报企业自主确认为非招标产品、非中选产品或中选部件的附件（如覆盖螺丝、中央螺丝等）产品之一"]
["599d62cc-22ec-11eb-bf70-fa163e0a8baf","5a38a90d-ac24-11e9-8460-fa163e0a8baf","国械注准20193171890","牙种植体系统","常州百康特医疗器械有限公司","常州百康特医疗器械有限公司","a2a95a65982211ecb3f890e2ba8d9d30","牙种植体系统-基台","(B系骨水平基台预成型)BLRCN6.0-6.9","预成型","钛合金","C0702021380100110457","C07020213801001104570000265","06947600332220","申报企业自主确认为非招标产品、非中选产品或中选部件的附件（如覆盖螺丝、中央螺丝等）产品之一"]
["599d68c2-22ec-11eb-bf70-fa163e0a8baf","5a38a90d-ac24-11e9-8460-fa163e0a8baf","国械注准20193171890","牙种植体系统","常州百康特医疗器械有限公司","常州百康特医疗器械有限公司","a2a95a65982211ecb3f890e2ba8d9d30","牙种植体系统-基台","(B系骨水平基台预成型)BLRC7.0-6.5","预成型","钛合金","C0702021380100110457","C07020213801001104570000269","06947600326298","申报企业自主确认为非招标产品、非中选产品或中选部件的附件（如覆盖螺丝、中央螺丝等）产品之一"]
["599d6a39-22ec-11eb-bf70-fa163e0a8baf","5a38a90d-ac24-11e9-8460-fa163e0a8baf","国械注准20193171890","牙种植体系统","常州百康特医疗器械有限公司","常州百康特医疗器械有限公司","a2a95a65982211ecb3f890e2ba8d9d30","牙种植体系统-基台","(B系骨水平基台预成型)BLRCN13.0-3.5","预成型","钛合金","C0702021380100110457","C07020213801001104570000270","06947600330462","申报企业自主确认为非招标产品、非中选产品或中选部件的附件（如覆盖螺丝、中央螺丝等）产品之一"]
["599d6eaf-22ec-11eb-bf70-fa163e0a8baf","5a38a90d-ac24-11e9-8460-fa163e0a8baf","国械注准20193171890","牙种植体系统","常州百康特医疗器械有限公司","常州百康特医疗器械有限公司","a2a95a65982211ecb3f890e2ba8d9d30","牙种植体系统-基台","(B系骨水平基台预成型)BLRC7.0-5.3","预成型","钛合金","C0702021380100110457","C07020213801001104570000273","06947600325536","申报企业自主确认为非招标产品、非中选产品或中选部件的附件（如覆盖螺丝、中央螺丝等）产品之一"]
["599d7023-22ec-11eb-bf70-fa163e0a8baf","5a38a90d-ac24-11e9-8460-fa163e0a8baf","国械注准20193171890","牙种植体系统","常州百康特医疗器械有限公司","常州百康特医疗器械有限公司","a2a95a65982211ecb3f890e2ba8d9d30","牙种植体系统-基台","(B系骨水平基台预成型)BLRC10.5-1.5","预成型","钛合金","C0702021380100110457","C07020213801001104570000274","06947600323518","申报企业自主确认为非招标产品、非中选产品或中选部件的附件（如覆盖螺丝、中央螺丝等）产品之一"]
["599da960-22ec-11eb-bf70-fa163e0a8baf","5a38a90d-ac24-11e9-8460-fa163e0a8baf","国械注准20193171890","牙种植体系统","常州百康特医疗器械有限公司","常州百康特医疗器械有限公司","a2a95a65982211ecb3f890e2ba8d9d30","牙种植体系统-基台","(B系骨水平基台预成型)BLRC13.0-2.5","预成型","钛合金","C0702021380100110457","C07020213801001104570000277","06947600324133","申报企业自主确认为非招标产品、非中选产品或中选部件的附件（如覆盖螺丝、中央螺丝等）产品之一"]
["599daeea-22ec-11eb-bf70-fa163e0a8baf","5a38a90d-ac24-11e9-8460-fa163e0a8baf","国械注准20193171890","牙种植体系统","常州百康特医疗器械有限公司","常州百康特医疗器械有限公司","a2a95a65982211ecb3f890e2ba8d9d30","牙种植体系统-基台","(B系骨水平基台预成型)BLRC4.0-6.9","预成型","钛合金","C0702021380100110457","C07020213801001104570000279","06947600326427","申报企业自主确认为非招标产品、非中选产品或中选部件的附件（如覆盖螺丝、中央螺丝等）产品之一"]
["599db580-22ec-11eb-bf70-fa163e0a8baf","5a38a90d-ac24-11e9-8460-fa163e0a8baf","国械注准20193171890","牙种植体系统","常州百康特医疗器械有限公司","常州百康特医疗器械有限公司","a2a95a65982211ecb3f890e2ba8d9d30","牙种植体系统-基台","(B系骨水平基台预成型)BLRCN6.5-5.5","预成型","钛合金","C0702021380100110457","C07020213801001104570000282","06947600331476","申报企业自主确认为非招标产品、非中选产品或中选部件的附件（如覆盖螺丝、中央螺丝等）产品之一"]
["599db6f8-22ec-11eb-bf70-fa163e0a8baf","5a38a90d-ac24-11e9-8460-fa163e0a8baf","国械注准20193171890","牙种植体系统","常州百康特医疗器械有限公司","常州百康特医疗器械有限公司","a2a95a65982211ecb3f890e2ba8d9d30","牙种植体系统-基台","(B系骨水平基台预成型)BLNCN4.5-2.3","预成型","钛合金","C0702021380100110457","C07020213801001104570000283","06947600327332","申报企业自主确认为非招标产品、非中选产品或中选部件的附件（如覆盖螺丝、中央螺丝等）产品之一"]
["599dbb6a-22ec-11eb-bf70-fa163e0a8baf","5a38a90d-ac24-11e9-8460-fa163e0a8baf","国械注准20193171890","牙种植体系统","常州百康特医疗器械有限公司","常州百康特医疗器械有限公司","a2a95a65982211ecb3f890e2ba8d9d30","牙种植体系统-基台","(B系骨水平基台预成型)BLNCN9.0-2.9","预成型","钛合金","C0702021380100110457","C07020213801001104570000286","06947600327707","申报企业自主确认为非招标产品、非中选产品或中选部件的附件（如覆盖螺丝、中央螺丝等）产品之一"]
["599dbce7-22ec-11eb-bf70-fa163e0a8baf","5a38a90d-ac24-11e9-8460-fa163e0a8baf","国械注准20193171890","牙种植体系统","常州百康特医疗器械有限公司","常州百康特医疗器械有限公司","a2a95a65982211ecb3f890e2ba8d9d30","牙种植体系统-基台","(B系骨水平基台预成型)BLNCN7.5-4.9","预成型","钛合金","C0702021380100110457","C07020213801001104570000287","06947600328513","申报企业自主确认为非招标产品、非中选产品或中选部件的附件（如覆盖螺丝、中央螺丝等）产品之一"]
["599dc2c6-22ec-11eb-bf70-fa163e0a8baf","5a38a90d-ac24-11e9-8460-fa163e0a8baf","国械注准20193171890","牙种植体系统","常州百康特医疗器械有限公司","常州百康特医疗器械有限公司","a2a95a65982211ecb3f890e2ba8d9d30","牙种植体系统-基台","(B系骨水平基台预成型)BLRC12.5-1.9","预成型","钛合金","C0702021380100110457","C07020213801001104570000291","06947600323747","申报企业自主确认为非招标产品、非中选产品或中选部件的附件（如覆盖螺丝、中央螺丝等）产品之一"]
["599dc442-22ec-11eb-bf70-fa163e0a8baf","5a38a90d-ac24-11e9-8460-fa163e0a8baf","国械注准20193171890","牙种植体系统","常州百康特医疗器械有限公司","常州百康特医疗器械有限公司","a2a95a65982211ecb3f890e2ba8d9d30","牙种植体系统-基台","(B系骨水平基台预成型)BLRCN4.0-3.9","预成型","钛合金","C0702021380100110457","C07020213801001104570000292","06947600330479","申报企业自主确认为非招标产品、非中选产品或中选部件的附件（如覆盖螺丝、中央螺丝等）产品之一"]
["599dc8b1-22ec-11eb-bf70-fa163e0a8baf","5a38a90d-ac24-11e9-8460-fa163e0a8baf","国械注准20193171890","牙种植体系统","常州百康特医疗器械有限公司","常州百康特医疗器械有限公司","a2a95a65982211ecb3f890e2ba8d9d30","牙种植体系统-基台","(B系骨水平基台预成型)BLNCN6.0-0.9","预成型","钛合金","C0702021380100110457","C07020213801001104570000295","06947600326809","申报企业自主确认为非招标产品、非中选产品或中选部件的附件（如覆盖螺丝、中央螺丝等）产品之一"]
["599dca64-22ec-11eb-bf70-fa163e0a8baf","5a38a90d-ac24-11e9-8460-fa163e0a8baf","国械注准20193171890","牙种植体系统","常州百康特医疗器械有限公司","常州百康特医疗器械有限公司","a2a95a65982211ecb3f890e2ba8d9d30","牙种植体系统-基台","(B系骨水平基台预成型)BLRCN5.5-3.9","预成型","钛合金","C0702021380100110457","C07020213801001104570000296","06947600330509","申报企业自主确认为非招标产品、非中选产品或中选部件的附件（如覆盖螺丝、中央螺丝等）产品之一"]
["599dd041-22ec-11eb-bf70-fa163e0a8baf","5a38a90d-ac24-11e9-8460-fa163e0a8baf","国械注准20193171890","牙种植体系统","常州百康特医疗器械有限公司","常州百康特医疗器械有限公司","a2a95a65982211ecb3f890e2ba8d9d30","牙种植体系统-基台","(B系骨水平基台预成型)BLNCN7.5-1.9","预成型","钛合金","C0702021380100110457","C07020213801001104570000300","06947600327257","申报企业自主确认为非招标产品、非中选产品或中选部件的附件（如覆盖螺丝、中央螺丝等）产品之一"]
["599dd1b7-22ec-11eb-bf70-fa163e0a8baf","5a38a90d-ac24-11e9-8460-fa163e0a8baf","国械注准20193171890","牙种植体系统","常州百康特医疗器械有限公司","常州百康特医疗器械有限公司","a2a95a65982211ecb3f890e2ba8d9d30","牙种植体系统-基台","(B系骨水平基台预成型)BLRC7.5-6.5","预成型","钛合金","C0702021380100110457","C07020213801001104570000301","06947600326304","申报企业自主确认为非招标产品、非中选产品或中选部件的附件（如覆盖螺丝、中央螺丝等）产品之一"]
["59a4a3b8-22ec-11eb-bf70-fa163e0a8baf","5a38a90d-ac24-11e9-8460-fa163e0a8baf","国械注准20193171890","牙种植体系统","常州百康特医疗器械有限公司","常州百康特医疗器械有限公司","a2a95a65982211ecb3f890e2ba8d9d30","牙种植体系统-基台","(B系骨水平基台预成型)BLRCN12.5-1.5","预成型","钛合金","C0702021380100110457","C07020213801001104570000304","06947600329312","申报企业自主确认为非招标产品、非中选产品或中选部件的附件（如覆盖螺丝、中央螺丝等）产品之一"]
["59acc852-22ec-11eb-bf70-fa163e0a8baf","5a38a90d-ac24-11e9-8460-fa163e0a8baf","国械注准20193171890","牙种植体系统","常州百康特医疗器械有限公司","常州百康特医疗器械有限公司","a2a95a65982211ecb3f890e2ba8d9d30","牙种植体系统-基台","(B系骨水平基台预成型)BLRC10.0-5.9","预成型","钛合金","C0702021380100110457","C07020213801001104570000305","06947600325970","申报企业自主确认为非招标产品、非中选产品或中选部件的附件（如覆盖螺丝、中央螺丝等）产品之一"]
["59b69fb4-22ec-11eb-bf70-fa163e0a8baf","5a38a90d-ac24-11e9-8460-fa163e0a8baf","国械注准20193171890","牙种植体系统","常州百康特医疗器械有限公司","常州百康特医疗器械有限公司","a2a95a65982211ecb3f890e2ba8d9d30","牙种植体系统-基台","(B系骨水平基台预成型)BLRC10.0-6.9","预成型","钛合金","C0702021380100110457","C07020213801001104570000308","06947600326540","申报企业自主确认为非招标产品、非中选产品或中选部件的附件（如覆盖螺丝、中央螺丝等）产品之一"]
["59b6bc23-22ec-11eb-bf70-fa163e0a8baf","5a38a90d-ac24-11e9-8460-fa163e0a8baf","国械注准20193171890","牙种植体系统","常州百康特医疗器械有限公司","常州百康特医疗器械有限公司","a2a95a65982211ecb3f890e2ba8d9d30","牙种植体系统-基台","(B系骨水平基台预成型)BLRCN12.0-2.9","预成型","钛合金","C0702021380100110457","C07020213801001104570000310","06947600330066","申报企业自主确认为非招标产品、非中选产品或中选部件的附件（如覆盖螺丝、中央螺丝等）产品之一"]
["59b7312f-22ec-11eb-bf70-fa163e0a8baf","5a38a90d-ac24-11e9-8460-fa163e0a8baf","国械注准20193171890","牙种植体系统","常州百康特医疗器械有限公司","常州百康特医疗器械有限公司","a2a95a65982211ecb3f890e2ba8d9d30","牙种植体系统-基台","（B系骨水平基台预成型）BLRC6.5","预成型","钛合金","C0702021380100110457","C07020213801001104570000313",null,"申报企业自主确认为非招标产品、非中选产品或中选部件的附件（如覆盖螺丝、中央螺丝等）产品之一"]
["59b74b13-22ec-11eb-bf70-fa163e0a8baf","5a38a90d-ac24-11e9-8460-fa163e0a8baf","国械注准20193171890","牙种植体系统","常州百康特医疗器械有限公司","常州百康特医疗器械有限公司","a2a95a65982211ecb3f890e2ba8d9d30","牙种植体系统-基台","(B系骨水平基台预成型)BLRCN12.0-2.3","预成型","钛合金","C0702021380100110457","C07020213801001104570000314","06947600329682","申报企业自主确认为非招标产品、非中选产品或中选部件的附件（如覆盖螺丝、中央螺丝等）产品之一"]
["59bd810c-22ec-11eb-bf70-fa163e0a8baf","5a38a90d-ac24-11e9-8460-fa163e0a8baf","国械注准20193171890","牙种植体系统","常州百康特医疗器械有限公司","常州百康特医疗器械有限公司","a2a95a65982211ecb3f890e2ba8d9d30","牙种植体系统-基台","(B系骨水平基台预成型)BLRCN9.0-1.9","预成型","钛合金","C0702021380100110457","C07020213801001104570000317","06947600329435","申报企业自主确认为非招标产品、非中选产品或中选部件的附件（如覆盖螺丝、中央螺丝等）产品之一"]
["59bd829d-22ec-11eb-bf70-fa163e0a8baf","5a38a90d-ac24-11e9-8460-fa163e0a8baf","国械注准20193171890","牙种植体系统","常州百康特医疗器械有限公司","常州百康特医疗器械有限公司","a2a95a65982211ecb3f890e2ba8d9d30","牙种植体系统-基台","(B系骨水平基台预成型)BLNC9.0-1.3","预成型","钛合金","C0702021380100110457","C07020213801001104570000318","06947600321248","申报企业自主确认为非招标产品、非中选产品或中选部件的附件（如覆盖螺丝、中央螺丝等）产品之一"]
["59bd85df-22ec-11eb-bf70-fa163e0a8baf","5a38a90d-ac24-11e9-8460-fa163e0a8baf","国械注准20193171890","牙种植体系统","常州百康特医疗器械有限公司","常州百康特医疗器械有限公司","a2a95a65982211ecb3f890e2ba8d9d30","牙种植体系统-基台","(B系骨水平基台预成型)BLNC4.0-0.9","预成型","钛合金","C0702021380100110457","C07020213801001104570000320","06947600321002","申报企业自主确认为非招标产品、非中选产品或中选部件的附件（如覆盖螺丝、中央螺丝等）产品之一"]
["59bd8adc-22ec-11eb-bf70-fa163e0a8baf","5a38a90d-ac24-11e9-8460-fa163e0a8baf","国械注准20193171890","牙种植体系统","常州百康特医疗器械有限公司","常州百康特医疗器械有限公司","a2a95a65982211ecb3f890e2ba8d9d30","牙种植体系统-基台","(B系骨水平基台预成型)BLRC4.0-5.5","预成型","钛合金","C0702021380100110457","C07020213801001104570000323","06947600325666","申报企业自主确认为非招标产品、非中选产品或中选部件的附件（如覆盖螺丝、中央螺丝等）产品之一"]
["59bd8f4b-22ec-11eb-bf70-fa163e0a8baf","5a38a90d-ac24-11e9-8460-fa163e0a8baf","国械注准20193171890","牙种植体系统","常州百康特医疗器械有限公司","常州百康特医疗器械有限公司","a2a95a65982211ecb3f890e2ba8d9d30","牙种植体系统-基台","(B系骨水平基台预成型)BLNC9.0-2.9","预成型","钛合金","C0702021380100110457","C07020213801001104570000326","06947600321941","申报企业自主确认为非招标产品、非中选产品或中选部件的附件（如覆盖螺丝、中央螺丝等）产品之一"]
["59bd90d5-22ec-11eb-bf70-fa163e0a8baf","5a38a90d-ac24-11e9-8460-fa163e0a8baf","国械注准20193171890","牙种植体系统","常州百康特医疗器械有限公司","常州百康特医疗器械有限公司","a2a95a65982211ecb3f890e2ba8d9d30","牙种植体系统-基台","(B系骨水平基台预成型)BLNC10-1.9","预成型","钛合金","C0702021380100110457","C07020213801001104570000327","06947600321545","申报企业自主确认为非招标产品、非中选产品或中选部件的附件（如覆盖螺丝、中央螺丝等）产品之一"]
["59bd9550-22ec-11eb-bf70-fa163e0a8baf","5a38a90d-ac24-11e9-8460-fa163e0a8baf","国械注准20193171890","牙种植体系统","常州百康特医疗器械有限公司","常州百康特医疗器械有限公司","a2a95a65982211ecb3f890e2ba8d9d30","牙种植体系统-基台","(B系骨水平基台预成型)BLRCN8.0-3.3","预成型","钛合金","C0702021380100110457","C07020213801001104570000330","06947600330172","申报企业自主确认为非招标产品、非中选产品或中选部件的附件（如覆盖螺丝、中央螺丝等）产品之一"]
["59bd99da-22ec-11eb-bf70-fa163e0a8baf","5a38a90d-ac24-11e9-8460-fa163e0a8baf","国械注准20193171890","牙种植体系统","常州百康特医疗器械有限公司","常州百康特医疗器械有限公司","a2a95a65982211ecb3f890e2ba8d9d30","牙种植体系统-基台","(B系骨水平基台预成型)BLNC4.0-4.9","预成型","钛合金","C0702021380100110457","C07020213801001104570000333","06947600322689","申报企业自主确认为非招标产品、非中选产品或中选部件的附件（如覆盖螺丝、中央螺丝等）产品之一"]
["59bd9cc2-22ec-11eb-bf70-fa163e0a8baf","5a38a90d-ac24-11e9-8460-fa163e0a8baf","国械注准20193171890","牙种植体系统","常州百康特医疗器械有限公司","常州百康特医疗器械有限公司","a2a95a65982211ecb3f890e2ba8d9d30","牙种植体系统-基台","(B系骨水平基台预成型)BLRCN8.5-2.5","预成型","钛合金","C0702021380100110457","C07020213801001104570000335","06947600329800","申报企业自主确认为非招标产品、非中选产品或中选部件的附件（如覆盖螺丝、中央螺丝等）产品之一"]
["59bd9e3f-22ec-11eb-bf70-fa163e0a8baf","5a38a90d-ac24-11e9-8460-fa163e0a8baf","国械注准20193171890","牙种植体系统","常州百康特医疗器械有限公司","常州百康特医疗器械有限公司","a2a95a65982211ecb3f890e2ba8d9d30","牙种植体系统-基台","(B系骨水平基台预成型)BLRC8.0-5.3","预成型","钛合金","C0702021380100110457","C07020213801001104570000336","06947600325550","申报企业自主确认为非招标产品、非中选产品或中选部件的附件（如覆盖螺丝、中央螺丝等）产品之一"]
["59bda30e-22ec-11eb-bf70-fa163e0a8baf","5a38a90d-ac24-11e9-8460-fa163e0a8baf","国械注准20193171890","牙种植体系统","常州百康特医疗器械有限公司","常州百康特医疗器械有限公司","a2a95a65982211ecb3f890e2ba8d9d30","牙种植体系统-基台","(B系骨水平基台预成型)BLRCN9.5-4.3","预成型","钛合金","C0702021380100110457","C07020213801001104570000339","06947600330776","申报企业自主确认为非招标产品、非中选产品或中选部件的附件（如覆盖螺丝、中央螺丝等）产品之一"]
["59bda499-22ec-11eb-bf70-fa163e0a8baf","5a38a90d-ac24-11e9-8460-fa163e0a8baf","国械注准20193171890","牙种植体系统","常州百康特医疗器械有限公司","常州百康特医疗器械有限公司","a2a95a65982211ecb3f890e2ba8d9d30","牙种植体系统-基台","(B系骨水平基台预成型)BLRC7.0-0.9","预成型","钛合金","C0702021380100110457","C07020213801001104570000340","06947600323068","申报企业自主确认为非招标产品、非中选产品或中选部件的附件（如覆盖螺丝、中央螺丝等）产品之一"]
["59bda908-22ec-11eb-bf70-fa163e0a8baf","5a38a90d-ac24-11e9-8460-fa163e0a8baf","国械注准20193171890","牙种植体系统","常州百康特医疗器械有限公司","常州百康特医疗器械有限公司","a2a95a65982211ecb3f890e2ba8d9d30","牙种植体系统-基台","(B系骨水平基台预成型)BLRC11.5-6.5","预成型","钛合金","C0702021380100110457","C07020213801001104570000343","06947600326380","申报企业自主确认为非招标产品、非中选产品或中选部件的附件（如覆盖螺丝、中央螺丝等）产品之一"]
["59bdac7e-22ec-11eb-bf70-fa163e0a8baf","5a38a90d-ac24-11e9-8460-fa163e0a8baf","国械注准20193171890","牙种植体系统","常州百康特医疗器械有限公司","常州百康特医疗器械有限公司","a2a95a65982211ecb3f890e2ba8d9d30","牙种植体系统-基台","(B系骨水平基台预成型)BLRCN9.5-3.5","预成型","钛合金","C0702021380100110457","C07020213801001104570000345","06947600330394","申报企业自主确认为非招标产品、非中选产品或中选部件的附件（如覆盖螺丝、中央螺丝等）产品之一"]
["59bdb3a2-22ec-11eb-bf70-fa163e0a8baf","5a38a90d-ac24-11e9-8460-fa163e0a8baf","国械注准20193171890","牙种植体系统","常州百康特医疗器械有限公司","常州百康特医疗器械有限公司","a2a95a65982211ecb3f890e2ba8d9d30","牙种植体系统-基台","(B系骨水平基台预成型)BLRCN11.5-2.3","预成型","钛合金","C0702021380100110457","C07020213801001104570000348","06947600329671","申报企业自主确认为非招标产品、非中选产品或中选部件的附件（如覆盖螺丝、中央螺丝等）产品之一"]
["59bdb51d-22ec-11eb-bf70-fa163e0a8baf","5a38a90d-ac24-11e9-8460-fa163e0a8baf","国械注准20193171890","牙种植体系统","常州百康特医疗器械有限公司","常州百康特医疗器械有限公司","a2a95a65982211ecb3f890e2ba8d9d30","牙种植体系统-基台","(B系骨水平基台预成型)BLRCN11.5-1.5","预成型","钛合金","C0702021380100110457","C07020213801001104570000349","06947600329291","申报企业自主确认为非招标产品、非中选产品或中选部件的附件（如覆盖螺丝、中央螺丝等）产品之一"]
["59bdbab7-22ec-11eb-bf70-fa163e0a8baf","5a38a90d-ac24-11e9-8460-fa163e0a8baf","国械注准20193171890","牙种植体系统","常州百康特医疗器械有限公司","常州百康特医疗器械有限公司","a2a95a65982211ecb3f890e2ba8d9d30","牙种植体系统-基台","(B系骨水平基台预成型)BLRC4.0-0.9","预成型","钛合金","C0702021380100110457","C07020213801001104570000352","06947600323006","申报企业自主确认为非招标产品、非中选产品或中选部件的附件（如覆盖螺丝、中央螺丝等）产品之一"]
["59bdbc2b-22ec-11eb-bf70-fa163e0a8baf","5a38a90d-ac24-11e9-8460-fa163e0a8baf","国械注准20193171890","牙种植体系统","常州百康特医疗器械有限公司","常州百康特医疗器械有限公司","a2a95a65982211ecb3f890e2ba8d9d30","牙种植体系统-基台","(B系骨水平基台预成型)BLNC5.0-4.9","预成型","钛合金","C0702021380100110457","C07020213801001104570000353","06947600322702","申报企业自主确认为非招标产品、非中选产品或中选部件的附件（如覆盖螺丝、中央螺丝等）产品之一"]
["59bdbf08-22ec-11eb-bf70-fa163e0a8baf","5a38a90d-ac24-11e9-8460-fa163e0a8baf","国械注准20193171890","牙种植体系统","常州百康特医疗器械有限公司","常州百康特医疗器械有限公司","a2a95a65982211ecb3f890e2ba8d9d30","牙种植体系统-基台","(B系骨水平基台预成型)BLNC10-1.3","预成型","钛合金","C0702021380100110457","C07020213801001104570000355","06947600321262","申报企业自主确认为非招标产品、非中选产品或中选部件的附件（如覆盖螺丝、中央螺丝等）产品之一"]
["59bdc360-22ec-11eb-bf70-fa163e0a8baf","5a38a90d-ac24-11e9-8460-fa163e0a8baf","国械注准20193171890","牙种植体系统","常州百康特医疗器械有限公司","常州百康特医疗器械有限公司","a2a95a65982211ecb3f890e2ba8d9d30","牙种植体系统-基台","(B系骨水平基台预成型)BLRC6.5-4.9","预成型","钛合金","C0702021380100110457","C07020213801001104570000358","06947600325338","申报企业自主确认为非招标产品、非中选产品或中选部件的附件（如覆盖螺丝、中央螺丝等）产品之一"]
["59cc8b77-22ec-11eb-bf70-fa163e0a8baf","5a38a90d-ac24-11e9-8460-fa163e0a8baf","国械注准20193171890","牙种植体系统","常州百康特医疗器械有限公司","常州百康特医疗器械有限公司","a2a95a65982211ecb3f890e2ba8d9d30","牙种植体系统-基台","(B系骨水平基台预成型)BLRC12.5-3.9","预成型","钛合金","C0702021380100110457","C07020213801001104570000361","06947600324881","申报企业自主确认为非招标产品、非中选产品或中选部件的附件（如覆盖螺丝、中央螺丝等）产品之一"]
["59cd3664-22ec-11eb-bf70-fa163e0a8baf","5a38a90d-ac24-11e9-8460-fa163e0a8baf","国械注准20193171890","牙种植体系统","常州百康特医疗器械有限公司","常州百康特医疗器械有限公司","a2a95a65982211ecb3f890e2ba8d9d30","牙种植体系统-基台","(B系骨水平基台预成型)BLNCN7.5-1.5","预成型","钛合金","C0702021380100110457","C07020213801001104570000362","06947600327110","申报企业自主确认为非招标产品、非中选产品或中选部件的附件（如覆盖螺丝、中央螺丝等）产品之一"]
["59cfee28-22ec-11eb-bf70-fa163e0a8baf","5a38a90d-ac24-11e9-8460-fa163e0a8baf","国械注准20193171890","牙种植体系统","常州百康特医疗器械有限公司","常州百康特医疗器械有限公司","a2a95a65982211ecb3f890e2ba8d9d30","牙种植体系统-基台","(B系骨水平基台预成型)BLNCN5.5-1.9","预成型","钛合金","C0702021380100110457","C07020213801001104570000365","06947600327219","申报企业自主确认为非招标产品、非中选产品或中选部件的附件（如覆盖螺丝、中央螺丝等）产品之一"]
["59cff2f9-22ec-11eb-bf70-fa163e0a8baf","5a38a90d-ac24-11e9-8460-fa163e0a8baf","国械注准20193171890","牙种植体系统","常州百康特医疗器械有限公司","常州百康特医疗器械有限公司","a2a95a65982211ecb3f890e2ba8d9d30","牙种植体系统-基台","(B系骨水平基台预成型)BLRCN7.0-2.9","预成型","钛合金","C0702021380100110457","C07020213801001104570000368","06947600329961","申报企业自主确认为非招标产品、非中选产品或中选部件的附件（如覆盖螺丝、中央螺丝等）产品之一"]
["59cff619-22ec-11eb-bf70-fa163e0a8baf","5a38a90d-ac24-11e9-8460-fa163e0a8baf","国械注准20193171890","牙种植体系统","常州百康特医疗器械有限公司","常州百康特医疗器械有限公司","a2a95a65982211ecb3f890e2ba8d9d30","牙种植体系统-基台","(B系骨水平基台预成型)BLRC13.0-0.5","预成型","钛合金","C0702021380100110457","C07020213801001104570000370","06947600322993","申报企业自主确认为非招标产品、非中选产品或中选部件的附件（如覆盖螺丝、中央螺丝等）产品之一"]
["59cff79a-22ec-11eb-bf70-fa163e0a8baf","5a38a90d-ac24-11e9-8460-fa163e0a8baf","国械注准20193171890","牙种植体系统","常州百康特医疗器械有限公司","常州百康特医疗器械有限公司","a2a95a65982211ecb3f890e2ba8d9d30","牙种植体系统-基台","(B系骨水平基台预成型)BLRCN7.5-3.3","预成型","钛合金","C0702021380100110457","C07020213801001104570000371","06947600330165","申报企业自主确认为非招标产品、非中选产品或中选部件的附件（如覆盖螺丝、中央螺丝等）产品之一"]
["59cffc13-22ec-11eb-bf70-fa163e0a8baf","5a38a90d-ac24-11e9-8460-fa163e0a8baf","国械注准20193171890","牙种植体系统","常州百康特医疗器械有限公司","常州百康特医疗器械有限公司","a2a95a65982211ecb3f890e2ba8d9d30","牙种植体系统-基台","(B系骨水平基台预成型)BLNCN10-4.5","预成型","钛合金","C0702021380100110457","C07020213801001104570000374","06947600328421","申报企业自主确认为非招标产品、非中选产品或中选部件的附件（如覆盖螺丝、中央螺丝等）产品之一"]
["59cffdc3-22ec-11eb-bf70-fa163e0a8baf","5a38a90d-ac24-11e9-8460-fa163e0a8baf","国械注准20193171890","牙种植体系统","常州百康特医疗器械有限公司","常州百康特医疗器械有限公司","a2a95a65982211ecb3f890e2ba8d9d30","牙种植体系统-基台","(B系骨水平基台预成型)BLRC4.0-1.9","预成型","钛合金","C0702021380100110457","C07020213801001104570000375","06947600323570","申报企业自主确认为非招标产品、非中选产品或中选部件的附件（如覆盖螺丝、中央螺丝等）产品之一"]
["59d002b6-22ec-11eb-bf70-fa163e0a8baf","5a38a90d-ac24-11e9-8460-fa163e0a8baf","国械注准20193171890","牙种植体系统","常州百康特医疗器械有限公司","常州百康特医疗器械有限公司","a2a95a65982211ecb3f890e2ba8d9d30","牙种植体系统-基台","(B系骨水平基台预成型)BLRCN10.5-0.9","预成型","钛合金","C0702021380100110457","C07020213801001104570000378","06947600328894","申报企业自主确认为非招标产品、非中选产品或中选部件的附件（如覆盖螺丝、中央螺丝等）产品之一"]
["59d005bf-22ec-11eb-bf70-fa163e0a8baf","5a38a90d-ac24-11e9-8460-fa163e0a8baf","国械注准20193171890","牙种植体系统","常州百康特医疗器械有限公司","常州百康特医疗器械有限公司","a2a95a65982211ecb3f890e2ba8d9d30","牙种植体系统-基台","(B系骨水平基台预成型)BLRC8.5-2.9","预成型","钛合金","C0702021380100110457","C07020213801001104570000380","06947600324232","申报企业自主确认为非招标产品、非中选产品或中选部件的附件（如覆盖螺丝、中央螺丝等）产品之一"]
["59ea60f5-22ec-11eb-bf70-fa163e0a8baf","5a38a90d-ac24-11e9-8460-fa163e0a8baf","国械注准20193171890","牙种植体系统","常州百康特医疗器械有限公司","常州百康特医疗器械有限公司","a2a95a65982211ecb3f890e2ba8d9d30","牙种植体系统-基台","(B系骨水平基台预成型)BLRCN5.5-1.3","预成型","钛合金","C0702021380100110457","C07020213801001104570000383","06947600328982","申报企业自主确认为非招标产品、非中选产品或中选部件的附件（如覆盖螺丝、中央螺丝等）产品之一"]
["59f28fc6-22ec-11eb-bf70-fa163e0a8baf","5a38a90d-ac24-11e9-8460-fa163e0a8baf","国械注准20193171890","牙种植体系统","常州百康特医疗器械有限公司","常州百康特医疗器械有限公司","a2a95a65982211ecb3f890e2ba8d9d30","牙种植体系统-基台","(B系骨水平基台预成型)BLRCN6.5-0.5","预成型","钛合金","C0702021380100110457","C07020213801001104570000384","06947600328629","申报企业自主确认为非招标产品、非中选产品或中选部件的附件（如覆盖螺丝、中央螺丝等）产品之一"]
["59f2c8e3-22ec-11eb-bf70-fa163e0a8baf","5a38a90d-ac24-11e9-8460-fa163e0a8baf","国械注准20193171890","牙种植体系统","常州百康特医疗器械有限公司","常州百康特医疗器械有限公司","a2a95a65982211ecb3f890e2ba8d9d30","牙种植体系统-基台","(B系骨水平基台预成型)BLRC12.0-6.5","预成型","钛合金","C0702021380100110457","C07020213801001104570000387","06947600326397","申报企业自主确认为非招标产品、非中选产品或中选部件的附件（如覆盖螺丝、中央螺丝等）产品之一"]
["59f2ca87-22ec-11eb-bf70-fa163e0a8baf","5a38a90d-ac24-11e9-8460-fa163e0a8baf","国械注准20193171890","牙种植体系统","常州百康特医疗器械有限公司","常州百康特医疗器械有限公司","a2a95a65982211ecb3f890e2ba8d9d30","牙种植体系统-基台","(B系骨水平基台预成型)BLNC5.0-0.9","预成型","钛合金","C0702021380100110457","C07020213801001104570000388","06947600321026","申报企业自主确认为非招标产品、非中选产品或中选部件的附件（如覆盖螺丝、中央螺丝等）产品之一"]
["59f2e979-22ec-11eb-bf70-fa163e0a8baf","5a38a90d-ac24-11e9-8460-fa163e0a8baf","国械注准20193171890","牙种植体系统","常州百康特医疗器械有限公司","常州百康特医疗器械有限公司","a2a95a65982211ecb3f890e2ba8d9d30","牙种植体系统-基台","(B系骨水平基台预成型)BLRCN4.5-0.5","预成型","钛合金","C0702021380100110457","C07020213801001104570000392","06947600328582","申报企业自主确认为非招标产品、非中选产品或中选部件的附件（如覆盖螺丝、中央螺丝等）产品之一"]
["59f2eb04-22ec-11eb-bf70-fa163e0a8baf","5a38a90d-ac24-11e9-8460-fa163e0a8baf","国械注准20193171890","牙种植体系统","常州百康特医疗器械有限公司","常州百康特医疗器械有限公司","a2a95a65982211ecb3f890e2ba8d9d30","牙种植体系统-基台","(B系骨水平基台预成型)BLRCN8.0-6.3","预成型","钛合金","C0702021380100110457","C07020213801001104570000393","06947600331889","申报企业自主确认为非招标产品、非中选产品或中选部件的附件（如覆盖螺丝、中央螺丝等）产品之一"]
["59f2efc9-22ec-11eb-bf70-fa163e0a8baf","5a38a90d-ac24-11e9-8460-fa163e0a8baf","国械注准20193171890","牙种植体系统","常州百康特医疗器械有限公司","常州百康特医疗器械有限公司","a2a95a65982211ecb3f890e2ba8d9d30","牙种植体系统-基台","(B系骨水平基台预成型)BLRC8.5-1.9","预成型","钛合金","C0702021380100110457","C07020213801001104570000396","06947600323662","申报企业自主确认为非招标产品、非中选产品或中选部件的附件（如覆盖螺丝、中央螺丝等）产品之一"]
["59f2f14e-22ec-11eb-bf70-fa163e0a8baf","5a38a90d-ac24-11e9-8460-fa163e0a8baf","国械注准20193171890","牙种植体系统","常州百康特医疗器械有限公司","常州百康特医疗器械有限公司","a2a95a65982211ecb3f890e2ba8d9d30","牙种植体系统-基台","(B系骨水平基台预成型)BLRC7.0-3.5","预成型","钛合金","C0702021380100110457","C07020213801001104570000397","06947600324584","申报企业自主确认为非招标产品、非中选产品或中选部件的附件（如覆盖螺丝、中央螺丝等）产品之一"]
["59f2f74c-22ec-11eb-bf70-fa163e0a8baf","5a38a90d-ac24-11e9-8460-fa163e0a8baf","国械注准20193171890","牙种植体系统","常州百康特医疗器械有限公司","常州百康特医疗器械有限公司","a2a95a65982211ecb3f890e2ba8d9d30","牙种植体系统-基台","(B系骨水平基台预成型)BLNCN9.0-3.3","预成型","钛合金","C0702021380100110457","C07020213801001104570000401","06947600327844","申报企业自主确认为非招标产品、非中选产品或中选部件的附件（如覆盖螺丝、中央螺丝等）产品之一"]
["59f3100e-22ec-11eb-bf70-fa163e0a8baf","5a38a90d-ac24-11e9-8460-fa163e0a8baf","国械注准20193171890","牙种植体系统","常州百康特医疗器械有限公司","常州百康特医疗器械有限公司","a2a95a65982211ecb3f890e2ba8d9d30","牙种植体系统-基台","(B系骨水平基台预成型)BLNC7.5-3.3","预成型","钛合金","C0702021380100110457","C07020213801001104570000402","06947600322054","申报企业自主确认为非招标产品、非中选产品或中选部件的附件（如覆盖螺丝、中央螺丝等）产品之一"]
["59f314c2-22ec-11eb-bf70-fa163e0a8baf","5a38a90d-ac24-11e9-8460-fa163e0a8baf","国械注准20193171890","牙种植体系统","常州百康特医疗器械有限公司","常州百康特医疗器械有限公司","a2a95a65982211ecb3f890e2ba8d9d30","牙种植体系统-基台","(B系骨水平基台预成型)BLNCN3.5-0.5","预成型","钛合金","C0702021380100110457","C07020213801001104570000405","06947600326618","申报企业自主确认为非招标产品、非中选产品或中选部件的附件（如覆盖螺丝、中央螺丝等）产品之一"]
["59f3167f-22ec-11eb-bf70-fa163e0a8baf","5a38a90d-ac24-11e9-8460-fa163e0a8baf","国械注准20193171890","牙种植体系统","常州百康特医疗器械有限公司","常州百康特医疗器械有限公司","a2a95a65982211ecb3f890e2ba8d9d30","牙种植体系统-基台","(B系骨水平基台预成型)BLRCN9.5-5.3","预成型","钛合金","C0702021380100110457","C07020213801001104570000406","06947600331346","申报企业自主确认为非招标产品、非中选产品或中选部件的附件（如覆盖螺丝、中央螺丝等）产品之一"]
["59f31af6-22ec-11eb-bf70-fa163e0a8baf","5a38a90d-ac24-11e9-8460-fa163e0a8baf","国械注准20193171890","牙种植体系统","常州百康特医疗器械有限公司","常州百康特医疗器械有限公司","a2a95a65982211ecb3f890e2ba8d9d30","牙种植体系统-基台","(B系骨水平基台预成型)BLRCN4.5-2.3","预成型","钛合金","C0702021380100110457","C07020213801001104570000409","06947600329534","申报企业自主确认为非招标产品、非中选产品或中选部件的附件（如覆盖螺丝、中央螺丝等）产品之一"]
["59f3210b-22ec-11eb-bf70-fa163e0a8baf","5a38a90d-ac24-11e9-8460-fa163e0a8baf","国械注准20193171890","牙种植体系统","常州百康特医疗器械有限公司","常州百康特医疗器械有限公司","a2a95a65982211ecb3f890e2ba8d9d30","牙种植体系统-基台","(B系骨水平基台预成型)BLRC10.5-4.9","预成型","钛合金","C0702021380100110457","C07020213801001104570000411","06947600325413","申报企业自主确认为非招标产品、非中选产品或中选部件的附件（如覆盖螺丝、中央螺丝等）产品之一"]
["59f325b7-22ec-11eb-bf70-fa163e0a8baf","5a38a90d-ac24-11e9-8460-fa163e0a8baf","国械注准20193171890","牙种植体系统","常州百康特医疗器械有限公司","常州百康特医疗器械有限公司","a2a95a65982211ecb3f890e2ba8d9d30","牙种植体系统-基台","(B系骨水平基台预成型)BLRCN11.5-1.3","预成型","钛合金","C0702021380100110457","C07020213801001104570000414","06947600329107","申报企业自主确认为非招标产品、非中选产品或中选部件的附件（如覆盖螺丝、中央螺丝等）产品之一"]
["59f3272d-22ec-11eb-bf70-fa163e0a8baf","5a38a90d-ac24-11e9-8460-fa163e0a8baf","国械注准20193171890","牙种植体系统","常州百康特医疗器械有限公司","常州百康特医疗器械有限公司","a2a95a65982211ecb3f890e2ba8d9d30","牙种植体系统-基台","(B系骨水平基台预成型)BLNCN8.5-3.5","预成型","钛合金","C0702021380100110457","C07020213801001104570000415","06947600327974","申报企业自主确认为非招标产品、非中选产品或中选部件的附件（如覆盖螺丝、中央螺丝等）产品之一"]
["59f32bfb-22ec-11eb-bf70-fa163e0a8baf","5a38a90d-ac24-11e9-8460-fa163e0a8baf","国械注准20193171890","牙种植体系统","常州百康特医疗器械有限公司","常州百康特医疗器械有限公司","a2a95a65982211ecb3f890e2ba8d9d30","牙种植体系统-基台","(B系骨水平基台预成型)BLRC13.0-4.5","预成型","钛合金","C0702021380100110457","C07020213801001104570000418","06947600325277","申报企业自主确认为非招标产品、非中选产品或中选部件的附件（如覆盖螺丝、中央螺丝等）产品之一"]
["59f32e8e-22ec-11eb-bf70-fa163e0a8baf","5a38a90d-ac24-11e9-8460-fa163e0a8baf","国械注准20193171890","牙种植体系统","常州百康特医疗器械有限公司","常州百康特医疗器械有限公司","a2a95a65982211ecb3f890e2ba8d9d30","牙种植体系统-基台","(B系骨水平基台预成型)BLRC4.5-5.3","预成型","钛合金","C0702021380100110457","C07020213801001104570000419","06947600325482","申报企业自主确认为非招标产品、非中选产品或中选部件的附件（如覆盖螺丝、中央螺丝等）产品之一"]
["59f33461-22ec-11eb-bf70-fa163e0a8baf","5a38a90d-ac24-11e9-8460-fa163e0a8baf","国械注准20193171890","牙种植体系统","常州百康特医疗器械有限公司","常州百康特医疗器械有限公司","a2a95a65982211ecb3f890e2ba8d9d30","牙种植体系统-基台","(B系骨水平基台预成型)BLNCN4.0-0.9","预成型","钛合金","C0702021380100110457","C07020213801001104570000422","06947600326762","申报企业自主确认为非招标产品、非中选产品或中选部件的附件（如覆盖螺丝、中央螺丝等）产品之一"]
["59f335d7-22ec-11eb-bf70-fa163e0a8baf","5a38a90d-ac24-11e9-8460-fa163e0a8baf","国械注准20193171890","牙种植体系统","常州百康特医疗器械有限公司","常州百康特医疗器械有限公司","a2a95a65982211ecb3f890e2ba8d9d30","牙种植体系统-基台","(B系骨水平基台预成型)BLRCN10.5-1.5","预成型","钛合金","C0702021380100110457","C07020213801001104570000423","06947600329275","申报企业自主确认为非招标产品、非中选产品或中选部件的附件（如覆盖螺丝、中央螺丝等）产品之一"]
["59f33c3d-22ec-11eb-bf70-fa163e0a8baf","5a38a90d-ac24-11e9-8460-fa163e0a8baf","国械注准20193171890","牙种植体系统","常州百康特医疗器械有限公司","常州百康特医疗器械有限公司","a2a95a65982211ecb3f890e2ba8d9d30","牙种植体系统-基台","(B系骨水平基台预成型)BLRCN5.0-2.3","预成型","钛合金","C0702021380100110457","C07020213801001104570000427","06947600329541","申报企业自主确认为非招标产品、非中选产品或中选部件的附件（如覆盖螺丝、中央螺丝等）产品之一"]
["59f33dcb-22ec-11eb-bf70-fa163e0a8baf","5a38a90d-ac24-11e9-8460-fa163e0a8baf","国械注准20193171890","牙种植体系统","常州百康特医疗器械有限公司","常州百康特医疗器械有限公司","a2a95a65982211ecb3f890e2ba8d9d30","牙种植体系统-基台","(B系骨水平基台预成型)BLRC12.5-6.9","预成型","钛合金","C0702021380100110457","C07020213801001104570000428","06947600326595","申报企业自主确认为非招标产品、非中选产品或中选部件的附件（如覆盖螺丝、中央螺丝等）产品之一"]
["59f35d81-22ec-11eb-bf70-fa163e0a8baf","5a38a90d-ac24-11e9-8460-fa163e0a8baf","国械注准20193171890","牙种植体系统","常州百康特医疗器械有限公司","常州百康特医疗器械有限公司","a2a95a65982211ecb3f890e2ba8d9d30","牙种植体系统-基台","(B系骨水平基台预成型)BLRCN8.5-5.9","预成型","钛合金","C0702021380100110457","C07020213801001104570000431","06947600331704","申报企业自主确认为非招标产品、非中选产品或中选部件的附件（如覆盖螺丝、中央螺丝等）产品之一"]
["59f35f2c-22ec-11eb-bf70-fa163e0a8baf","5a38a90d-ac24-11e9-8460-fa163e0a8baf","国械注准20193171890","牙种植体系统","常州百康特医疗器械有限公司","常州百康特医疗器械有限公司","a2a95a65982211ecb3f890e2ba8d9d30","牙种植体系统-基台","(B系骨水平基台预成型)BLRC7.5-1.5","预成型","钛合金","C0702021380100110457","C07020213801001104570000432","06947600323457","申报企业自主确认为非招标产品、非中选产品或中选部件的附件（如覆盖螺丝、中央螺丝等）产品之一"]
["59f36589-22ec-11eb-bf70-fa163e0a8baf","5a38a90d-ac24-11e9-8460-fa163e0a8baf","国械注准20193171890","牙种植体系统","常州百康特医疗器械有限公司","常州百康特医疗器械有限公司","a2a95a65982211ecb3f890e2ba8d9d30","牙种植体系统-基台","(B系骨水平基台预成型)BLNC5.5-2.3","预成型","钛合金","C0702021380100110457","C07020213801001104570000436","06947600321590","申报企业自主确认为非招标产品、非中选产品或中选部件的附件（如覆盖螺丝、中央螺丝等）产品之一"]
["59f3670f-22ec-11eb-bf70-fa163e0a8baf","5a38a90d-ac24-11e9-8460-fa163e0a8baf","国械注准20193171890","牙种植体系统","常州百康特医疗器械有限公司","常州百康特医疗器械有限公司","a2a95a65982211ecb3f890e2ba8d9d30","牙种植体系统-基台","(B系骨水平基台预成型)BLRC9.0-5.9","预成型","钛合金","C0702021380100110457","C07020213801001104570000437","06947600325956","申报企业自主确认为非招标产品、非中选产品或中选部件的附件（如覆盖螺丝、中央螺丝等）产品之一"]
["59f36d69-22ec-11eb-bf70-fa163e0a8baf","5a38a90d-ac24-11e9-8460-fa163e0a8baf","国械注准20193171890","牙种植体系统","常州百康特医疗器械有限公司","常州百康特医疗器械有限公司","a2a95a65982211ecb3f890e2ba8d9d30","牙种植体系统-基台","(B系骨水平基台预成型)BLRCN12.0-3.9","预成型","钛合金","C0702021380100110457","C07020213801001104570000440","06947600330639","申报企业自主确认为非招标产品、非中选产品或中选部件的附件（如覆盖螺丝、中央螺丝等）产品之一"]
["59f36f2d-22ec-11eb-bf70-fa163e0a8baf","5a38a90d-ac24-11e9-8460-fa163e0a8baf","国械注准20193171890","牙种植体系统","常州百康特医疗器械有限公司","常州百康特医疗器械有限公司","a2a95a65982211ecb3f890e2ba8d9d30","牙种植体系统-基台","(B系骨水平基台预成型)BLRCN4.0-4.9","预成型","钛合金","C0702021380100110457","C07020213801001104570000441","06947600331049","申报企业自主确认为非招标产品、非中选产品或中选部件的附件（如覆盖螺丝、中央螺丝等）产品之一"]
["59f373e0-22ec-11eb-bf70-fa163e0a8baf","5a38a90d-ac24-11e9-8460-fa163e0a8baf","国械注准20193171890","牙种植体系统","常州百康特医疗器械有限公司","常州百康特医疗器械有限公司","a2a95a65982211ecb3f890e2ba8d9d30","牙种植体系统-基台","(B系骨水平基台预成型)BLRC4.5-4.9","预成型","钛合金","C0702021380100110457","C07020213801001104570000444","06947600325291","申报企业自主确认为非招标产品、非中选产品或中选部件的附件（如覆盖螺丝、中央螺丝等）产品之一"]
["59f376ef-22ec-11eb-bf70-fa163e0a8baf","5a38a90d-ac24-11e9-8460-fa163e0a8baf","国械注准20193171890","牙种植体系统","常州百康特医疗器械有限公司","常州百康特医疗器械有限公司","a2a95a65982211ecb3f890e2ba8d9d30","牙种植体系统-基台","(B系骨水平基台预成型)BLNCN4.0-3.5","预成型","钛合金","C0702021380100110457","C07020213801001104570000446","06947600327882","申报企业自主确认为非招标产品、非中选产品或中选部件的附件（如覆盖螺丝、中央螺丝等）产品之一"]
["59f37b77-22ec-11eb-bf70-fa163e0a8baf","5a38a90d-ac24-11e9-8460-fa163e0a8baf","国械注准20193171890","牙种植体系统","常州百康特医疗器械有限公司","常州百康特医疗器械有限公司","a2a95a65982211ecb3f890e2ba8d9d30","牙种植体系统-基台","(B系骨水平基台预成型)BLRC4.5-4.3","预成型","钛合金","C0702021380100110457","C07020213801001104570000449","06947600324911","申报企业自主确认为非招标产品、非中选产品或中选部件的附件（如覆盖螺丝、中央螺丝等）产品之一"]
["59f37cfe-22ec-11eb-bf70-fa163e0a8baf","5a38a90d-ac24-11e9-8460-fa163e0a8baf","国械注准20193171890","牙种植体系统","常州百康特医疗器械有限公司","常州百康特医疗器械有限公司","a2a95a65982211ecb3f890e2ba8d9d30","牙种植体系统-基台","(B系骨水平基台预成型)BLRC5.5-0.5","预成型","钛合金","C0702021380100110457","C07020213801001104570000450","06947600322849","申报企业自主确认为非招标产品、非中选产品或中选部件的附件（如覆盖螺丝、中央螺丝等）产品之一"]
["59f3834c-22ec-11eb-bf70-fa163e0a8baf","5a38a90d-ac24-11e9-8460-fa163e0a8baf","国械注准20193171890","牙种植体系统","常州百康特医疗器械有限公司","常州百康特医疗器械有限公司","a2a95a65982211ecb3f890e2ba8d9d30","牙种植体系统-基台","(B系骨水平基台预成型)BLRC7.5-5.5","预成型","钛合金","C0702021380100110457","C07020213801001104570000453","06947600325734","申报企业自主确认为非招标产品、非中选产品或中选部件的附件（如覆盖螺丝、中央螺丝等）产品之一"]
["59f384cb-22ec-11eb-bf70-fa163e0a8baf","5a38a90d-ac24-11e9-8460-fa163e0a8baf","国械注准20193171890","牙种植体系统","常州百康特医疗器械有限公司","常州百康特医疗器械有限公司","a2a95a65982211ecb3f890e2ba8d9d30","牙种植体系统-基台","(B系骨水平基台预成型)BLRCN11.0-4.3","预成型","钛合金","C0702021380100110457","C07020213801001104570000454","06947600330806","申报企业自主确认为非招标产品、非中选产品或中选部件的附件（如覆盖螺丝、中央螺丝等）产品之一"]
["59f3a235-22ec-11eb-bf70-fa163e0a8baf","5a38a90d-ac24-11e9-8460-fa163e0a8baf","国械注准20193171890","牙种植体系统","常州百康特医疗器械有限公司","常州百康特医疗器械有限公司","a2a95a65982211ecb3f890e2ba8d9d30","牙种植体系统-基台","(B系骨水平基台预成型)BLNCN5.5-0.5","预成型","钛合金","C0702021380100110457","C07020213801001104570000456","06947600326656","申报企业自主确认为非招标产品、非中选产品或中选部件的附件（如覆盖螺丝、中央螺丝等）产品之一"]
["59f3a6cd-22ec-11eb-bf70-fa163e0a8baf","5a38a90d-ac24-11e9-8460-fa163e0a8baf","国械注准20193171890","牙种植体系统","常州百康特医疗器械有限公司","常州百康特医疗器械有限公司","a2a95a65982211ecb3f890e2ba8d9d30","牙种植体系统-基台","(B系骨水平基台预成型)BLRCN9.0-3.3","预成型","钛合金","C0702021380100110457","C07020213801001104570000459","06947600330196","申报企业自主确认为非招标产品、非中选产品或中选部件的附件（如覆盖螺丝、中央螺丝等）产品之一"]
["59f3ab6b-22ec-11eb-bf70-fa163e0a8baf","5a38a90d-ac24-11e9-8460-fa163e0a8baf","国械注准20193171890","牙种植体系统","常州百康特医疗器械有限公司","常州百康特医疗器械有限公司","a2a95a65982211ecb3f890e2ba8d9d30","牙种植体系统-基台","(B系骨水平基台预成型)BLRC13.0-3.9","预成型","钛合金","C0702021380100110457","C07020213801001104570000462","06947600324898","申报企业自主确认为非招标产品、非中选产品或中选部件的附件（如覆盖螺丝、中央螺丝等）产品之一"]
["59f3acfd-22ec-11eb-bf70-fa163e0a8baf","5a38a90d-ac24-11e9-8460-fa163e0a8baf","国械注准20193171890","牙种植体系统","常州百康特医疗器械有限公司","常州百康特医疗器械有限公司","a2a95a65982211ecb3f890e2ba8d9d30","牙种植体系统-基台","(B系骨水平基台预成型)BLRC7.5-1.3","预成型","钛合金","C0702021380100110457","C07020213801001104570000463","06947600323266","申报企业自主确认为非招标产品、非中选产品或中选部件的附件（如覆盖螺丝、中央螺丝等）产品之一"]
["59f3b272-22ec-11eb-bf70-fa163e0a8baf","5a38a90d-ac24-11e9-8460-fa163e0a8baf","国械注准20193171890","牙种植体系统","常州百康特医疗器械有限公司","常州百康特医疗器械有限公司","a2a95a65982211ecb3f890e2ba8d9d30","牙种植体系统-基台","(B系骨水平基台预成型)BLNCN9.0-4.9","预成型","钛合金","C0702021380100110457","C07020213801001104570000466","06947600328544","申报企业自主确认为非招标产品、非中选产品或中选部件的附件（如覆盖螺丝、中央螺丝等）产品之一"]
["59f3b985-22ec-11eb-bf70-fa163e0a8baf","5a38a90d-ac24-11e9-8460-fa163e0a8baf","国械注准20193171890","牙种植体系统","常州百康特医疗器械有限公司","常州百康特医疗器械有限公司","a2a95a65982211ecb3f890e2ba8d9d30","牙种植体系统-基台","(B系骨水平基台预成型)BLRC8.5-4.9","预成型","钛合金","C0702021380100110457","C07020213801001104570000469","06947600325376","申报企业自主确认为非招标产品、非中选产品或中选部件的附件（如覆盖螺丝、中央螺丝等）产品之一"]
["59f3bc82-22ec-11eb-bf70-fa163e0a8baf","5a38a90d-ac24-11e9-8460-fa163e0a8baf","国械注准20193171890","牙种植体系统","常州百康特医疗器械有限公司","常州百康特医疗器械有限公司","a2a95a65982211ecb3f890e2ba8d9d30","牙种植体系统-基台","(B系骨水平基台预成型)BLRCN5.0-0.5","预成型","钛合金","C0702021380100110457","C07020213801001104570000471","06947600328591","申报企业自主确认为非招标产品、非中选产品或中选部件的附件（如覆盖螺丝、中央螺丝等）产品之一"]
["59f3bdff-22ec-11eb-bf70-fa163e0a8baf","5a38a90d-ac24-11e9-8460-fa163e0a8baf","国械注准20193171890","牙种植体系统","常州百康特医疗器械有限公司","常州百康特医疗器械有限公司","a2a95a65982211ecb3f890e2ba8d9d30","牙种植体系统-基台","(B系骨水平基台预成型)BLRC5.5-2.3","预成型","钛合金","C0702021380100110457","C07020213801001104570000472","06947600323792","申报企业自主确认为非招标产品、非中选产品或中选部件的附件（如覆盖螺丝、中央螺丝等）产品之一"]
["59f3c2da-22ec-11eb-bf70-fa163e0a8baf","5a38a90d-ac24-11e9-8460-fa163e0a8baf","国械注准20193171890","牙种植体系统","常州百康特医疗器械有限公司","常州百康特医疗器械有限公司","a2a95a65982211ecb3f890e2ba8d9d30","牙种植体系统-基台","(B系骨水平基台预成型)BLRC8.0-1.9","预成型","钛合金","C0702021380100110457","C07020213801001104570000475","06947600323655","申报企业自主确认为非招标产品、非中选产品或中选部件的附件（如覆盖螺丝、中央螺丝等）产品之一"]
["59f3c48e-22ec-11eb-bf70-fa163e0a8baf","5a38a90d-ac24-11e9-8460-fa163e0a8baf","国械注准20193171890","牙种植体系统","常州百康特医疗器械有限公司","常州百康特医疗器械有限公司","a2a95a65982211ecb3f890e2ba8d9d30","牙种植体系统-基台","(B系骨水平基台预成型)BLRC5.5-4.5","预成型","钛合金","C0702021380100110457","C07020213801001104570000476","06947600325123","申报企业自主确认为非招标产品、非中选产品或中选部件的附件（如覆盖螺丝、中央螺丝等）产品之一"]
["59f3c915-22ec-11eb-bf70-fa163e0a8baf","5a38a90d-ac24-11e9-8460-fa163e0a8baf","国械注准20193171890","牙种植体系统","常州百康特医疗器械有限公司","常州百康特医疗器械有限公司","a2a95a65982211ecb3f890e2ba8d9d30","牙种植体系统-基台","(B系骨水平基台预成型)BLNCN4.5-3.3","预成型","钛合金","C0702021380100110457","C07020213801001104570000479","06947600327752","申报企业自主确认为非招标产品、非中选产品或中选部件的附件（如覆盖螺丝、中央螺丝等）产品之一"]
["59f3e376-22ec-11eb-bf70-fa163e0a8baf","5a38a90d-ac24-11e9-8460-fa163e0a8baf","国械注准20193171890","牙种植体系统","常州百康特医疗器械有限公司","常州百康特医疗器械有限公司","a2a95a65982211ecb3f890e2ba8d9d30","牙种植体系统-基台","(B系骨水平基台预成型)BLNC7.5-3.9","预成型","钛合金","C0702021380100110457","C07020213801001104570000481","06947600322337","申报企业自主确认为非招标产品、非中选产品或中选部件的附件（如覆盖螺丝、中央螺丝等）产品之一"]
["59f3e814-22ec-11eb-bf70-fa163e0a8baf","5a38a90d-ac24-11e9-8460-fa163e0a8baf","国械注准20193171890","牙种植体系统","常州百康特医疗器械有限公司","常州百康特医疗器械有限公司","a2a95a65982211ecb3f890e2ba8d9d30","牙种植体系统-基台","(B系骨水平基台预成型)BLRCN7.0-3.9","预成型","钛合金","C0702021380100110457","C07020213801001104570000484","06947600330530","申报企业自主确认为非招标产品、非中选产品或中选部件的附件（如覆盖螺丝、中央螺丝等）产品之一"]
["59f3e99a-22ec-11eb-bf70-fa163e0a8baf","5a38a90d-ac24-11e9-8460-fa163e0a8baf","国械注准20193171890","牙种植体系统","常州百康特医疗器械有限公司","常州百康特医疗器械有限公司","a2a95a65982211ecb3f890e2ba8d9d30","牙种植体系统-基台","(B系骨水平基台预成型)BLNC8.5-1.3","预成型","钛合金","C0702021380100110457","C07020213801001104570000485","06947600321231","申报企业自主确认为非招标产品、非中选产品或中选部件的附件（如覆盖螺丝、中央螺丝等）产品之一"]
["59f3ee47-22ec-11eb-bf70-fa163e0a8baf","5a38a90d-ac24-11e9-8460-fa163e0a8baf","国械注准20193171890","牙种植体系统","常州百康特医疗器械有限公司","常州百康特医疗器械有限公司","a2a95a65982211ecb3f890e2ba8d9d30","牙种植体系统-基台","(B系骨水平基台预成型)BLRC4.5-3.9","预成型","钛合金","C0702021380100110457","C07020213801001104570000488","06947600324720","申报企业自主确认为非招标产品、非中选产品或中选部件的附件（如覆盖螺丝、中央螺丝等）产品之一"]
["59f3f2c3-22ec-11eb-bf70-fa163e0a8baf","5a38a90d-ac24-11e9-8460-fa163e0a8baf","国械注准20193171890","牙种植体系统","常州百康特医疗器械有限公司","常州百康特医疗器械有限公司","a2a95a65982211ecb3f890e2ba8d9d30","牙种植体系统-基台","(B系骨水平基台预成型)BLNC6.5-1.3","预成型","钛合金","C0702021380100110457","C07020213801001104570000491","06947600321194","申报企业自主确认为非招标产品、非中选产品或中选部件的附件（如覆盖螺丝、中央螺丝等）产品之一"]
["59f3f5ce-22ec-11eb-bf70-fa163e0a8baf","5a38a90d-ac24-11e9-8460-fa163e0a8baf","国械注准20193171890","牙种植体系统","常州百康特医疗器械有限公司","常州百康特医疗器械有限公司","a2a95a65982211ecb3f890e2ba8d9d30","牙种植体系统-基台","(B系骨水平基台预成型)BLNCN4.0-3.3","预成型","钛合金","C0702021380100110457","C07020213801001104570000493","06947600327745","申报企业自主确认为非招标产品、非中选产品或中选部件的附件（如覆盖螺丝、中央螺丝等）产品之一"]
["59f3f74d-22ec-11eb-bf70-fa163e0a8baf","5a38a90d-ac24-11e9-8460-fa163e0a8baf","国械注准20193171890","牙种植体系统","常州百康特医疗器械有限公司","常州百康特医疗器械有限公司","a2a95a65982211ecb3f890e2ba8d9d30","牙种植体系统-基台","(B系骨水平基台预成型)BLRC9.5-1.3","预成型","钛合金","C0702021380100110457","C07020213801001104570000494","06947600323303","申报企业自主确认为非招标产品、非中选产品或中选部件的附件（如覆盖螺丝、中央螺丝等）产品之一"]
["59f3fbc8-22ec-11eb-bf70-fa163e0a8baf","5a38a90d-ac24-11e9-8460-fa163e0a8baf","国械注准20193171890","牙种植体系统","常州百康特医疗器械有限公司","常州百康特医疗器械有限公司","a2a95a65982211ecb3f890e2ba8d9d30","牙种植体系统-基台","(B系骨水平基台预成型)BLRC12.5-3.5","预成型","钛合金","C0702021380100110457","C07020213801001104570000497","06947600324690","申报企业自主确认为非招标产品、非中选产品或中选部件的附件（如覆盖螺丝、中央螺丝等）产品之一"]
["59f419d8-22ec-11eb-bf70-fa163e0a8baf","5a38a90d-ac24-11e9-8460-fa163e0a8baf","国械注准20193171890","牙种植体系统","常州百康特医疗器械有限公司","常州百康特医疗器械有限公司","a2a95a65982211ecb3f890e2ba8d9d30","牙种植体系统-基台","(B系骨水平基台预成型)BLRC9.0-5.5","预成型","钛合金","C0702021380100110457","C07020213801001104570000498","06947600325765","申报企业自主确认为非招标产品、非中选产品或中选部件的附件（如覆盖螺丝、中央螺丝等）产品之一"]
["59f4246b-22ec-11eb-bf70-fa163e0a8baf","5a38a90d-ac24-11e9-8460-fa163e0a8baf","国械注准20193171890","牙种植体系统","常州百康特医疗器械有限公司","常州百康特医疗器械有限公司","a2a95a65982211ecb3f890e2ba8d9d30","牙种植体系统-基台","(B系骨水平基台预成型)BLNCN4.0-1.5","预成型","钛合金","C0702021380100110457","C07020213801001104570000501","06947600327042","申报企业自主确认为非招标产品、非中选产品或中选部件的附件（如覆盖螺丝、中央螺丝等）产品之一"]
["59f44667-22ec-11eb-bf70-fa163e0a8baf","5a38a90d-ac24-11e9-8460-fa163e0a8baf","国械注准20193171890","牙种植体系统","常州百康特医疗器械有限公司","常州百康特医疗器械有限公司","a2a95a65982211ecb3f890e2ba8d9d30","牙种植体系统-基台","(B系骨水平基台预成型)BLRC5.5-1.5","预成型","钛合金","C0702021380100110457","C07020213801001104570000504","06947600323419","申报企业自主确认为非招标产品、非中选产品或中选部件的附件（如覆盖螺丝、中央螺丝等）产品之一"]
["59f44b91-22ec-11eb-bf70-fa163e0a8baf","5a38a90d-ac24-11e9-8460-fa163e0a8baf","国械注准20193171890","牙种植体系统","常州百康特医疗器械有限公司","常州百康特医疗器械有限公司","a2a95a65982211ecb3f890e2ba8d9d30","牙种植体系统-基台","(B系骨水平基台预成型)BLRC8.5-2.3","预成型","钛合金","C0702021380100110457","C07020213801001104570000506","06947600323853","申报企业自主确认为非招标产品、非中选产品或中选部件的附件（如覆盖螺丝、中央螺丝等）产品之一"]
["59f44e62-22ec-11eb-bf70-fa163e0a8baf","5a38a90d-ac24-11e9-8460-fa163e0a8baf","国械注准20193171890","牙种植体系统","常州百康特医疗器械有限公司","常州百康特医疗器械有限公司","a2a95a65982211ecb3f890e2ba8d9d30","牙种植体系统-基台","(B系骨水平基台预成型)BLRCN6.0-1.9","预成型","钛合金","C0702021380100110457","C07020213801001104570000507","06947600329374","申报企业自主确认为非招标产品、非中选产品或中选部件的附件（如覆盖螺丝、中央螺丝等）产品之一"]
["59f4568c-22ec-11eb-bf70-fa163e0a8baf","5a38a90d-ac24-11e9-8460-fa163e0a8baf","国械注准20193171890","牙种植体系统","常州百康特医疗器械有限公司","常州百康特医疗器械有限公司","a2a95a65982211ecb3f890e2ba8d9d30","牙种植体系统-基台","(B系骨水平基台预成型)BLRC4.0-3.3","预成型","钛合金","C0702021380100110457","C07020213801001104570000510","06947600324331","申报企业自主确认为非招标产品、非中选产品或中选部件的附件（如覆盖螺丝、中央螺丝等）产品之一"]
["59f45921-22ec-11eb-bf70-fa163e0a8baf","5a38a90d-ac24-11e9-8460-fa163e0a8baf","国械注准20193171890","牙种植体系统","常州百康特医疗器械有限公司","常州百康特医疗器械有限公司","a2a95a65982211ecb3f890e2ba8d9d30","牙种植体系统-基台","(B系骨水平基台预成型)BLRCN9.5-6.5","预成型","钛合金","C0702021380100110457","C07020213801001104570000511","06947600332107","申报企业自主确认为非招标产品、非中选产品或中选部件的附件（如覆盖螺丝、中央螺丝等）产品之一"]
["59f460db-22ec-11eb-bf70-fa163e0a8baf","5a38a90d-ac24-11e9-8460-fa163e0a8baf","国械注准20193171890","牙种植体系统","常州百康特医疗器械有限公司","常州百康特医疗器械有限公司","a2a95a65982211ecb3f890e2ba8d9d30","牙种植体系统-基台","(B系骨水平基台预成型)BLNCN6.0-2.5","预成型","钛合金","C0702021380100110457","C07020213801001104570000514","06947600327509","申报企业自主确认为非招标产品、非中选产品或中选部件的附件（如覆盖螺丝、中央螺丝等）产品之一"]
["59f46602-22ec-11eb-bf70-fa163e0a8baf","5a38a90d-ac24-11e9-8460-fa163e0a8baf","国械注准20193171890","牙种植体系统","常州百康特医疗器械有限公司","常州百康特医疗器械有限公司","a2a95a65982211ecb3f890e2ba8d9d30","牙种植体系统-基台","(B系骨水平基台预成型)BLRCN11.0-2.9","预成型","钛合金","C0702021380100110457","C07020213801001104570000516","06947600330042","申报企业自主确认为非招标产品、非中选产品或中选部件的附件（如覆盖螺丝、中央螺丝等）产品之一"]
["59f46dcb-22ec-11eb-bf70-fa163e0a8baf","5a38a90d-ac24-11e9-8460-fa163e0a8baf","国械注准20193171890","牙种植体系统","常州百康特医疗器械有限公司","常州百康特医疗器械有限公司","a2a95a65982211ecb3f890e2ba8d9d30","牙种植体系统-基台","(B系骨水平基台预成型)BLRC6.0-0.5","预成型","钛合金","C0702021380100110457","C07020213801001104570000519","06947600322856","申报企业自主确认为非招标产品、非中选产品或中选部件的附件（如覆盖螺丝、中央螺丝等）产品之一"]
["59f4706c-22ec-11eb-bf70-fa163e0a8baf","5a38a90d-ac24-11e9-8460-fa163e0a8baf","国械注准20193171890","牙种植体系统","常州百康特医疗器械有限公司","常州百康特医疗器械有限公司","a2a95a65982211ecb3f890e2ba8d9d30","牙种植体系统-基台","（B系骨水平基台预成型）BLRC5","预成型","钛合金","C0702021380100110457","C07020213801001104570000520",null,"申报企业自主确认为非招标产品、非中选产品或中选部件的附件（如覆盖螺丝、中央螺丝等）产品之一"]
["59f48de3-22ec-11eb-bf70-fa163e0a8baf","5a38a90d-ac24-11e9-8460-fa163e0a8baf","国械注准20193171890","牙种植体系统","常州百康特医疗器械有限公司","常州百康特医疗器械有限公司","a2a95a65982211ecb3f890e2ba8d9d30","牙种植体系统-基台","(B系骨水平基台预成型)BLRCN8.5-6.3","预成型","钛合金","C0702021380100110457","C07020213801001104570000523","06947600331896","申报企业自主确认为非招标产品、非中选产品或中选部件的附件（如覆盖螺丝、中央螺丝等）产品之一"]
["59f49075-22ec-11eb-bf70-fa163e0a8baf","5a38a90d-ac24-11e9-8460-fa163e0a8baf","国械注准20193171890","牙种植体系统","常州百康特医疗器械有限公司","常州百康特医疗器械有限公司","a2a95a65982211ecb3f890e2ba8d9d30","牙种植体系统-基台","(B系骨水平基台预成型)BLNCN4.0-1.3","预成型","钛合金","C0702021380100110457","C07020213801001104570000524","06947600326908","申报企业自主确认为非招标产品、非中选产品或中选部件的附件（如覆盖螺丝、中央螺丝等）产品之一"]
["59f4b427-22ec-11eb-bf70-fa163e0a8baf","5a38a90d-ac24-11e9-8460-fa163e0a8baf","国械注准20193171890","牙种植体系统","常州百康特医疗器械有限公司","常州百康特医疗器械有限公司","a2a95a65982211ecb3f890e2ba8d9d30","牙种植体系统-基台","(B系骨水平基台预成型)BLRC11.5-4.5","预成型","钛合金","C0702021380100110457","C07020213801001104570000528","06947600325246","申报企业自主确认为非招标产品、非中选产品或中选部件的附件（如覆盖螺丝、中央螺丝等）产品之一"]
["59f4b6c0-22ec-11eb-bf70-fa163e0a8baf","5a38a90d-ac24-11e9-8460-fa163e0a8baf","国械注准20193171890","牙种植体系统","常州百康特医疗器械有限公司","常州百康特医疗器械有限公司","a2a95a65982211ecb3f890e2ba8d9d30","牙种植体系统-基台","(B系骨水平基台预成型)BLRCN6.5-4.9","预成型","钛合金","C0702021380100110457","C07020213801001104570000529","06947600331094","申报企业自主确认为非招标产品、非中选产品或中选部件的附件（如覆盖螺丝、中央螺丝等）产品之一"]
["59f67396-22ec-11eb-bf70-fa163e0a8baf","5a38a90d-ac24-11e9-8460-fa163e0a8baf","国械注准20193171890","牙种植体系统","常州百康特医疗器械有限公司","常州百康特医疗器械有限公司","a2a95a65982211ecb3f890e2ba8d9d30","牙种植体系统-基台","(B系骨水平基台预成型)BLRCN13.0-6.9","预成型","钛合金","C0702021380100110457","C07020213801001104570000532","06947600332367","申报企业自主确认为非招标产品、非中选产品或中选部件的附件（如覆盖螺丝、中央螺丝等）产品之一"]
["59f6767a-22ec-11eb-bf70-fa163e0a8baf","5a38a90d-ac24-11e9-8460-fa163e0a8baf","国械注准20193171890","牙种植体系统","常州百康特医疗器械有限公司","常州百康特医疗器械有限公司","a2a95a65982211ecb3f890e2ba8d9d30","牙种植体系统-基台","(B系骨水平基台预成型)BLNCN6.0-2.3","预成型","钛合金","C0702021380100110457","C07020213801001104570000533","06947600327363","申报企业自主确认为非招标产品、非中选产品或中选部件的附件（如覆盖螺丝、中央螺丝等）产品之一"]
["59f67e54-22ec-11eb-bf70-fa163e0a8baf","5a38a90d-ac24-11e9-8460-fa163e0a8baf","国械注准20193171890","牙种植体系统","常州百康特医疗器械有限公司","常州百康特医疗器械有限公司","a2a95a65982211ecb3f890e2ba8d9d30","牙种植体系统-基台","(B系骨水平基台预成型)BLNCN9.0-3.5","预成型","钛合金","C0702021380100110457","C07020213801001104570000536","06947600327981","申报企业自主确认为非招标产品、非中选产品或中选部件的附件（如覆盖螺丝、中央螺丝等）产品之一"]
["59f69796-22ec-11eb-bf70-fa163e0a8baf","5a38a90d-ac24-11e9-8460-fa163e0a8baf","国械注准20193171890","牙种植体系统","常州百康特医疗器械有限公司","常州百康特医疗器械有限公司","a2a95a65982211ecb3f890e2ba8d9d30","牙种植体系统-基台","(B系骨水平基台预成型)BLRC8.5-5.3","预成型","钛合金","C0702021380100110457","C07020213801001104570000538","06947600325567","申报企业自主确认为非招标产品、非中选产品或中选部件的附件（如覆盖螺丝、中央螺丝等）产品之一"]
["59f69f79-22ec-11eb-bf70-fa163e0a8baf","5a38a90d-ac24-11e9-8460-fa163e0a8baf","国械注准20193171890","牙种植体系统","常州百康特医疗器械有限公司","常州百康特医疗器械有限公司","a2a95a65982211ecb3f890e2ba8d9d30","牙种植体系统-基台","(B系骨水平基台预成型)BLNC5.5-3.3","预成型","钛合金","C0702021380100110457","C07020213801001104570000541","06947600322016","申报企业自主确认为非招标产品、非中选产品或中选部件的附件（如覆盖螺丝、中央螺丝等）产品之一"]
["59f6bba2-22ec-11eb-bf70-fa163e0a8baf","5a38a90d-ac24-11e9-8460-fa163e0a8baf","国械注准20193171890","牙种植体系统","常州百康特医疗器械有限公司","常州百康特医疗器械有限公司","a2a95a65982211ecb3f890e2ba8d9d30","牙种植体系统-基台","(B系骨水平基台预成型)BLRCN7.5-1.5","预成型","钛合金","C0702021380100110457","C07020213801001104570000542","06947600329213","申报企业自主确认为非招标产品、非中选产品或中选部件的附件（如覆盖螺丝、中央螺丝等）产品之一"]
["59f6c254-22ec-11eb-bf70-fa163e0a8baf","5a38a90d-ac24-11e9-8460-fa163e0a8baf","国械注准20193171890","牙种植体系统","常州百康特医疗器械有限公司","常州百康特医疗器械有限公司","a2a95a65982211ecb3f890e2ba8d9d30","牙种植体系统-基台","(B系骨水平基台预成型)BLRCN6.5-3.3","预成型","钛合金","C0702021380100110457","C07020213801001104570000545","06947600330141","申报企业自主确认为非招标产品、非中选产品或中选部件的附件（如覆盖螺丝、中央螺丝等）产品之一"]
["59f6c3f1-22ec-11eb-bf70-fa163e0a8baf","5a38a90d-ac24-11e9-8460-fa163e0a8baf","国械注准20193171890","牙种植体系统","常州百康特医疗器械有限公司","常州百康特医疗器械有限公司","a2a95a65982211ecb3f890e2ba8d9d30","牙种植体系统-基台","(B系骨水平基台预成型)BLNC9.0-0.9","预成型","钛合金","C0702021380100110457","C07020213801001104570000546","06947600321101","申报企业自主确认为非招标产品、非中选产品或中选部件的附件（如覆盖螺丝、中央螺丝等）产品之一"]
["59f6e157-22ec-11eb-bf70-fa163e0a8baf","5a38a90d-ac24-11e9-8460-fa163e0a8baf","国械注准20193171890","牙种植体系统","常州百康特医疗器械有限公司","常州百康特医疗器械有限公司","a2a95a65982211ecb3f890e2ba8d9d30","牙种植体系统-基台","（B系骨水平基台预成型）BLRC4.5","预成型","钛合金","C0702021380100110457","C07020213801001104570000550",null,"申报企业自主确认为非招标产品、非中选产品或中选部件的附件（如覆盖螺丝、中央螺丝等）产品之一"]
["59f6e2ff-22ec-11eb-bf70-fa163e0a8baf","5a38a90d-ac24-11e9-8460-fa163e0a8baf","国械注准20193171890","牙种植体系统","常州百康特医疗器械有限公司","常州百康特医疗器械有限公司","a2a95a65982211ecb3f890e2ba8d9d30","牙种植体系统-基台","(B系骨水平基台预成型)BLRC7.5-3.9","预成型","钛合金","C0702021380100110457","C07020213801001104570000551","06947600324782","申报企业自主确认为非招标产品、非中选产品或中选部件的附件（如覆盖螺丝、中央螺丝等）产品之一"]
["59f6e7c0-22ec-11eb-bf70-fa163e0a8baf","5a38a90d-ac24-11e9-8460-fa163e0a8baf","国械注准20193171890","牙种植体系统","常州百康特医疗器械有限公司","常州百康特医疗器械有限公司","a2a95a65982211ecb3f890e2ba8d9d30","牙种植体系统-基台","(B系骨水平基台预成型)BLRC7.0-2.9","预成型","钛合金","C0702021380100110457","C07020213801001104570000554","06947600324201","申报企业自主确认为非招标产品、非中选产品或中选部件的附件（如覆盖螺丝、中央螺丝等）产品之一"]
["59f6e93b-22ec-11eb-bf70-fa163e0a8baf","5a38a90d-ac24-11e9-8460-fa163e0a8baf","国械注准20193171890","牙种植体系统","常州百康特医疗器械有限公司","常州百康特医疗器械有限公司","a2a95a65982211ecb3f890e2ba8d9d30","牙种植体系统-基台","(B系骨水平基台预成型)BLRC4.5-2.3","预成型","钛合金","C0702021380100110457","C07020213801001104570000555","06947600323778","申报企业自主确认为非招标产品、非中选产品或中选部件的附件（如覆盖螺丝、中央螺丝等）产品之一"]
["59f6ef42-22ec-11eb-bf70-fa163e0a8baf","5a38a90d-ac24-11e9-8460-fa163e0a8baf","国械注准20193171890","牙种植体系统","常州百康特医疗器械有限公司","常州百康特医疗器械有限公司","a2a95a65982211ecb3f890e2ba8d9d30","牙种植体系统-基台","(B系骨水平基台预成型)BLRCN8.5-0.5","预成型","钛合金","C0702021380100110457","C07020213801001104570000559","06947600328667","申报企业自主确认为非招标产品、非中选产品或中选部件的附件（如覆盖螺丝、中央螺丝等）产品之一"]
["59f6f0ca-22ec-11eb-bf70-fa163e0a8baf","5a38a90d-ac24-11e9-8460-fa163e0a8baf","国械注准20193171890","牙种植体系统","常州百康特医疗器械有限公司","常州百康特医疗器械有限公司","a2a95a65982211ecb3f890e2ba8d9d30","牙种植体系统-基台","(B系骨水平基台预成型)BLRC7.0-4.3","预成型","钛合金","C0702021380100110457","C07020213801001104570000560","06947600324966","申报企业自主确认为非招标产品、非中选产品或中选部件的附件（如覆盖螺丝、中央螺丝等）产品之一"]
["59f6f53b-22ec-11eb-bf70-fa163e0a8baf","5a38a90d-ac24-11e9-8460-fa163e0a8baf","国械注准20193171890","牙种植体系统","常州百康特医疗器械有限公司","常州百康特医疗器械有限公司","a2a95a65982211ecb3f890e2ba8d9d30","牙种植体系统-基台","(B系骨水平基台预成型)BLRCN10.5-4.5","预成型","钛合金","C0702021380100110457","C07020213801001104570000563","06947600330981","申报企业自主确认为非招标产品、非中选产品或中选部件的附件（如覆盖螺丝、中央螺丝等）产品之一"]
["59f6f6b8-22ec-11eb-bf70-fa163e0a8baf","5a38a90d-ac24-11e9-8460-fa163e0a8baf","国械注准20193171890","牙种植体系统","常州百康特医疗器械有限公司","常州百康特医疗器械有限公司","a2a95a65982211ecb3f890e2ba8d9d30","牙种植体系统-基台","(B系骨水平基台预成型)BLRC12.0-0.5","预成型","钛合金","C0702021380100110457","C07020213801001104570000564","06947600322979","申报企业自主确认为非招标产品、非中选产品或中选部件的附件（如覆盖螺丝、中央螺丝等）产品之一"]
["59f6fb2f-22ec-11eb-bf70-fa163e0a8baf","5a38a90d-ac24-11e9-8460-fa163e0a8baf","国械注准20193171890","牙种植体系统","常州百康特医疗器械有限公司","常州百康特医疗器械有限公司","a2a95a65982211ecb3f890e2ba8d9d30","牙种植体系统-基台","(B系骨水平基台预成型)BLRCN4.5-2.9","预成型","钛合金","C0702021380100110457","C07020213801001104570000567","06947600329916","申报企业自主确认为非招标产品、非中选产品或中选部件的附件（如覆盖螺丝、中央螺丝等）产品之一"]
["59f6fe2b-22ec-11eb-bf70-fa163e0a8baf","5a38a90d-ac24-11e9-8460-fa163e0a8baf","国械注准20193171890","牙种植体系统","常州百康特医疗器械有限公司","常州百康特医疗器械有限公司","a2a95a65982211ecb3f890e2ba8d9d30","牙种植体系统-基台","(B系骨水平基台预成型)BLNC7.0-1.5","预成型","钛合金","C0702021380100110457","C07020213801001104570000569","06947600321347","申报企业自主确认为非招标产品、非中选产品或中选部件的附件（如覆盖螺丝、中央螺丝等）产品之一"]
["59f702bd-22ec-11eb-bf70-fa163e0a8baf","5a38a90d-ac24-11e9-8460-fa163e0a8baf","国械注准20193171890","牙种植体系统","常州百康特医疗器械有限公司","常州百康特医疗器械有限公司","a2a95a65982211ecb3f890e2ba8d9d30","牙种植体系统-基台","(B系骨水平基台预成型)BLRCN12.5-4.3","预成型","钛合金","C0702021380100110457","C07020213801001104570000572","06947600330837","申报企业自主确认为非招标产品、非中选产品或中选部件的附件（如覆盖螺丝、中央螺丝等）产品之一"]
["59f7043f-22ec-11eb-bf70-fa163e0a8baf","5a38a90d-ac24-11e9-8460-fa163e0a8baf","国械注准20193171890","牙种植体系统","常州百康特医疗器械有限公司","常州百康特医疗器械有限公司","a2a95a65982211ecb3f890e2ba8d9d30","牙种植体系统-基台","(B系骨水平基台预成型)BLNC7.5-1.3","预成型","钛合金","C0702021380100110457","C07020213801001104570000573","06947600321217","申报企业自主确认为非招标产品、非中选产品或中选部件的附件（如覆盖螺丝、中央螺丝等）产品之一"]
["59f70b47-22ec-11eb-bf70-fa163e0a8baf","5a38a90d-ac24-11e9-8460-fa163e0a8baf","国械注准20193171890","牙种植体系统","常州百康特医疗器械有限公司","常州百康特医疗器械有限公司","a2a95a65982211ecb3f890e2ba8d9d30","牙种植体系统-基台","(B系骨水平基台预成型)BLRC9.5-6.3","预成型","钛合金","C0702021380100110457","C07020213801001104570000576","06947600326151","申报企业自主确认为非招标产品、非中选产品或中选部件的附件（如覆盖螺丝、中央螺丝等）产品之一"]
["59f70ced-22ec-11eb-bf70-fa163e0a8baf","5a38a90d-ac24-11e9-8460-fa163e0a8baf","国械注准20193171890","牙种植体系统","常州百康特医疗器械有限公司","常州百康特医疗器械有限公司","a2a95a65982211ecb3f890e2ba8d9d30","牙种植体系统-基台","(B系骨水平基台预成型)BLNCN7.0-3.3","预成型","钛合金","C0702021380100110457","C07020213801001104570000577","06947600327806","申报企业自主确认为非招标产品、非中选产品或中选部件的附件（如覆盖螺丝、中央螺丝等）产品之一"]
["59f72bf1-22ec-11eb-bf70-fa163e0a8baf","5a38a90d-ac24-11e9-8460-fa163e0a8baf","国械注准20193171890","牙种植体系统","常州百康特医疗器械有限公司","常州百康特医疗器械有限公司","a2a95a65982211ecb3f890e2ba8d9d30","牙种植体系统-基台","(B系骨水平基台预成型)BLNC9.5-4.5","预成型","钛合金","C0702021380100110457","C07020213801001104570000580","06947600322658","申报企业自主确认为非招标产品、非中选产品或中选部件的附件（如覆盖螺丝、中央螺丝等）产品之一"]
["59f72f05-22ec-11eb-bf70-fa163e0a8baf","5a38a90d-ac24-11e9-8460-fa163e0a8baf","国械注准20193171890","牙种植体系统","常州百康特医疗器械有限公司","常州百康特医疗器械有限公司","a2a95a65982211ecb3f890e2ba8d9d30","牙种植体系统-基台","(B系骨水平基台预成型)BLNCN7.0-1.9","预成型","钛合金","C0702021380100110457","C07020213801001104570000582","06947600327240","申报企业自主确认为非招标产品、非中选产品或中选部件的附件（如覆盖螺丝、中央螺丝等）产品之一"]
["59f733ec-22ec-11eb-bf70-fa163e0a8baf","5a38a90d-ac24-11e9-8460-fa163e0a8baf","国械注准20193171890","牙种植体系统","常州百康特医疗器械有限公司","常州百康特医疗器械有限公司","a2a95a65982211ecb3f890e2ba8d9d30","牙种植体系统-基台","(B系骨水平基台预成型)BLNC4.0-1.9","预成型","钛合金","C0702021380100110457","C07020213801001104570000585","06947600321422","申报企业自主确认为非招标产品、非中选产品或中选部件的附件（如覆盖螺丝、中央螺丝等）产品之一"]
["59f73577-22ec-11eb-bf70-fa163e0a8baf","5a38a90d-ac24-11e9-8460-fa163e0a8baf","国械注准20193171890","牙种植体系统","常州百康特医疗器械有限公司","常州百康特医疗器械有限公司","a2a95a65982211ecb3f890e2ba8d9d30","牙种植体系统-基台","(B系骨水平基台预成型)BLRC6.0-2.9","预成型","钛合金","C0702021380100110457","C07020213801001104570000586","06947600324188","申报企业自主确认为非招标产品、非中选产品或中选部件的附件（如覆盖螺丝、中央螺丝等）产品之一"]
["59f73bc6-22ec-11eb-bf70-fa163e0a8baf","5a38a90d-ac24-11e9-8460-fa163e0a8baf","国械注准20193171890","牙种植体系统","常州百康特医疗器械有限公司","常州百康特医疗器械有限公司","a2a95a65982211ecb3f890e2ba8d9d30","牙种植体系统-基台","(B系骨水平基台预成型)BLRC4.5-1.5","预成型","钛合金","C0702021380100110457","C07020213801001104570000589","06947600323396","申报企业自主确认为非招标产品、非中选产品或中选部件的附件（如覆盖螺丝、中央螺丝等）产品之一"]
["59f73d3c-22ec-11eb-bf70-fa163e0a8baf","5a38a90d-ac24-11e9-8460-fa163e0a8baf","国械注准20193171890","牙种植体系统","常州百康特医疗器械有限公司","常州百康特医疗器械有限公司","a2a95a65982211ecb3f890e2ba8d9d30","牙种植体系统-基台","(B系骨水平基台预成型)BLRCN8.5-6.5","预成型","钛合金","C0702021380100110457","C07020213801001104570000590","06947600332084","申报企业自主确认为非招标产品、非中选产品或中选部件的附件（如覆盖螺丝、中央螺丝等）产品之一"]
["59f74324-22ec-11eb-bf70-fa163e0a8baf","5a38a90d-ac24-11e9-8460-fa163e0a8baf","国械注准20193171890","牙种植体系统","常州百康特医疗器械有限公司","常州百康特医疗器械有限公司","a2a95a65982211ecb3f890e2ba8d9d30","牙种植体系统-基台","(B系骨水平基台预成型)BLRCN12.0-0.9","预成型","钛合金","C0702021380100110457","C07020213801001104570000594","06947600328926","申报企业自主确认为非招标产品、非中选产品或中选部件的附件（如覆盖螺丝、中央螺丝等）产品之一"]
["59f74494-22ec-11eb-bf70-fa163e0a8baf","5a38a90d-ac24-11e9-8460-fa163e0a8baf","国械注准20193171890","牙种植体系统","常州百康特医疗器械有限公司","常州百康特医疗器械有限公司","a2a95a65982211ecb3f890e2ba8d9d30","牙种植体系统-基台","(B系骨水平基台预成型)BLRCN4.0-5.5","预成型","钛合金","C0702021380100110457","C07020213801001104570000595","06947600331421","申报企业自主确认为非招标产品、非中选产品或中选部件的附件（如覆盖螺丝、中央螺丝等）产品之一"]
["59f748f0-22ec-11eb-bf70-fa163e0a8baf","5a38a90d-ac24-11e9-8460-fa163e0a8baf","国械注准20193171890","牙种植体系统","常州百康特医疗器械有限公司","常州百康特医疗器械有限公司","a2a95a65982211ecb3f890e2ba8d9d30","牙种植体系统-基台","(B系骨水平基台预成型)BLRC5.5-0.9","预成型","钛合金","C0702021380100110457","C07020213801001104570000598","06947600323037","申报企业自主确认为非招标产品、非中选产品或中选部件的附件（如覆盖螺丝、中央螺丝等）产品之一"]
["59f74a62-22ec-11eb-bf70-fa163e0a8baf","5a38a90d-ac24-11e9-8460-fa163e0a8baf","国械注准20193171890","牙种植体系统","常州百康特医疗器械有限公司","常州百康特医疗器械有限公司","a2a95a65982211ecb3f890e2ba8d9d30","牙种植体系统-基台","(B系骨水平基台预成型)BLNC5.0-2.5","预成型","钛合金","C0702021380100110457","C07020213801001104570000599","06947600321729","申报企业自主确认为非招标产品、非中选产品或中选部件的附件（如覆盖螺丝、中央螺丝等）产品之一"]
["59f74ec2-22ec-11eb-bf70-fa163e0a8baf","5a38a90d-ac24-11e9-8460-fa163e0a8baf","国械注准20193171890","牙种植体系统","常州百康特医疗器械有限公司","常州百康特医疗器械有限公司","a2a95a65982211ecb3f890e2ba8d9d30","牙种植体系统-基台","(B系骨水平基台预成型)BLRCN10.0-1.3","预成型","钛合金","C0702021380100110457","C07020213801001104570000602","06947600329077","申报企业自主确认为非招标产品、非中选产品或中选部件的附件（如覆盖螺丝、中央螺丝等）产品之一"]
["59f751ac-22ec-11eb-bf70-fa163e0a8baf","5a38a90d-ac24-11e9-8460-fa163e0a8baf","国械注准20193171890","牙种植体系统","常州百康特医疗器械有限公司","常州百康特医疗器械有限公司","a2a95a65982211ecb3f890e2ba8d9d30","牙种植体系统-基台","(B系骨水平基台预成型)BLRCN12.0-4.3","预成型","钛合金","C0702021380100110457","C07020213801001104570000604","06947600330820","申报企业自主确认为非招标产品、非中选产品或中选部件的附件（如覆盖螺丝、中央螺丝等）产品之一"]
["59f75609-22ec-11eb-bf70-fa163e0a8baf","5a38a90d-ac24-11e9-8460-fa163e0a8baf","国械注准20193171890","牙种植体系统","常州百康特医疗器械有限公司","常州百康特医疗器械有限公司","a2a95a65982211ecb3f890e2ba8d9d30","牙种植体系统-基台","(B系骨水平基台预成型)BLRC11.5-2.9","预成型","钛合金","C0702021380100110457","C07020213801001104570000607","06947600324294","申报企业自主确认为非招标产品、非中选产品或中选部件的附件（如覆盖螺丝、中央螺丝等）产品之一"]
["59fde901-22ec-11eb-bf70-fa163e0a8baf","5a38a90d-ac24-11e9-8460-fa163e0a8baf","国械注准20193171890","牙种植体系统","常州百康特医疗器械有限公司","常州百康特医疗器械有限公司","a2a95a65982211ecb3f890e2ba8d9d30","牙种植体系统-基台","(B系骨水平基台预成型)BLRCN6.5-0.9","预成型","钛合金","C0702021380100110457","C07020213801001104570000608","06947600328810","申报企业自主确认为非招标产品、非中选产品或中选部件的附件（如覆盖螺丝、中央螺丝等）产品之一"]
["5a089bf3-22ec-11eb-bf70-fa163e0a8baf","5a38a90d-ac24-11e9-8460-fa163e0a8baf","国械注准20193171890","牙种植体系统","常州百康特医疗器械有限公司","常州百康特医疗器械有限公司","a2a95a65982211ecb3f890e2ba8d9d30","牙种植体系统-基台","(B系骨水平基台预成型)BLRCN10.5-6.3","预成型","钛合金","C0702021380100110457","C07020213801001104570000611","06947600331933","申报企业自主确认为非招标产品、非中选产品或中选部件的附件（如覆盖螺丝、中央螺丝等）产品之一"]
["5a089de7-22ec-11eb-bf70-fa163e0a8baf","5a38a90d-ac24-11e9-8460-fa163e0a8baf","国械注准20193171890","牙种植体系统","常州百康特医疗器械有限公司","常州百康特医疗器械有限公司","a2a95a65982211ecb3f890e2ba8d9d30","牙种植体系统-基台","(B系骨水平基台预成型)BLNC5.5-1.9","预成型","钛合金","C0702021380100110457","C07020213801001104570000612","06947600321453","申报企业自主确认为非招标产品、非中选产品或中选部件的附件（如覆盖螺丝、中央螺丝等）产品之一"]
["5a08a14d-22ec-11eb-bf70-fa163e0a8baf","5a38a90d-ac24-11e9-8460-fa163e0a8baf","国械注准20193171890","牙种植体系统","常州百康特医疗器械有限公司","常州百康特医疗器械有限公司","a2a95a65982211ecb3f890e2ba8d9d30","牙种植体系统-基台","(B系骨水平基台预成型)BLRC9.5-0.9","预成型","钛合金","C0702021380100110457","C07020213801001104570000614","06947600323112","申报企业自主确认为非招标产品、非中选产品或中选部件的附件（如覆盖螺丝、中央螺丝等）产品之一"]
["5a08a5fe-22ec-11eb-bf70-fa163e0a8baf","5a38a90d-ac24-11e9-8460-fa163e0a8baf","国械注准20193171890","牙种植体系统","常州百康特医疗器械有限公司","常州百康特医疗器械有限公司","a2a95a65982211ecb3f890e2ba8d9d30","牙种植体系统-基台","(B系骨水平基台预成型)BLRC13.0-6.9","预成型","钛合金","C0702021380100110457","C07020213801001104570000617","06947600326601","申报企业自主确认为非招标产品、非中选产品或中选部件的附件（如覆盖螺丝、中央螺丝等）产品之一"]
["5a08aa7b-22ec-11eb-bf70-fa163e0a8baf","5a38a90d-ac24-11e9-8460-fa163e0a8baf","国械注准20193171890","牙种植体系统","常州百康特医疗器械有限公司","常州百康特医疗器械有限公司","a2a95a65982211ecb3f890e2ba8d9d30","牙种植体系统-基台","(B系骨水平基台预成型)BLRC11.5-3.3","预成型","钛合金","C0702021380100110457","C07020213801001104570000620","06947600324485","申报企业自主确认为非招标产品、非中选产品或中选部件的附件（如覆盖螺丝、中央螺丝等）产品之一"]
["5a08abef-22ec-11eb-bf70-fa163e0a8baf","5a38a90d-ac24-11e9-8460-fa163e0a8baf","国械注准20193171890","牙种植体系统","常州百康特医疗器械有限公司","常州百康特医疗器械有限公司","a2a95a65982211ecb3f890e2ba8d9d30","牙种植体系统-基台","(B系骨水平基台预成型)BLRC11.0-2.3","预成型","钛合金","C0702021380100110457","C07020213801001104570000621","06947600323907","申报企业自主确认为非招标产品、非中选产品或中选部件的附件（如覆盖螺丝、中央螺丝等）产品之一"]
["5a08b087-22ec-11eb-bf70-fa163e0a8baf","5a38a90d-ac24-11e9-8460-fa163e0a8baf","国械注准20193171890","牙种植体系统","常州百康特医疗器械有限公司","常州百康特医疗器械有限公司","a2a95a65982211ecb3f890e2ba8d9d30","牙种植体系统-基台","(B系骨水平基台预成型)BLRC5.0-6.3","预成型","钛合金","C0702021380100110457","C07020213801001104570000624","06947600326069","申报企业自主确认为非招标产品、非中选产品或中选部件的附件（如覆盖螺丝、中央螺丝等）产品之一"]
["5a08b516-22ec-11eb-bf70-fa163e0a8baf","5a38a90d-ac24-11e9-8460-fa163e0a8baf","国械注准20193171890","牙种植体系统","常州百康特医疗器械有限公司","常州百康特医疗器械有限公司","a2a95a65982211ecb3f890e2ba8d9d30","牙种植体系统-基台","(B系骨水平基台预成型)BLRC10.5-1.9","预成型","钛合金","C0702021380100110457","C07020213801001104570000627","06947600323709","申报企业自主确认为非招标产品、非中选产品或中选部件的附件（如覆盖螺丝、中央螺丝等）产品之一"]
["5a08b80e-22ec-11eb-bf70-fa163e0a8baf","5a38a90d-ac24-11e9-8460-fa163e0a8baf","国械注准20193171890","牙种植体系统","常州百康特医疗器械有限公司","常州百康特医疗器械有限公司","a2a95a65982211ecb3f890e2ba8d9d30","牙种植体系统-基台","(B系骨水平基台预成型)BLNCN10-3.5","预成型","钛合金","C0702021380100110457","C07020213801001104570000629","06947600328001","申报企业自主确认为非招标产品、非中选产品或中选部件的附件（如覆盖螺丝、中央螺丝等）产品之一"]
["5a08b985-22ec-11eb-bf70-fa163e0a8baf","5a38a90d-ac24-11e9-8460-fa163e0a8baf","国械注准20193171890","牙种植体系统","常州百康特医疗器械有限公司","常州百康特医疗器械有限公司","a2a95a65982211ecb3f890e2ba8d9d30","牙种植体系统-基台","(B系骨水平基台预成型)BLNC7.0-3.5","预成型","钛合金","C0702021380100110457","C07020213801001104570000630","06947600322184","申报企业自主确认为非招标产品、非中选产品或中选部件的附件（如覆盖螺丝、中央螺丝等）产品之一"]
["5a08be20-22ec-11eb-bf70-fa163e0a8baf","5a38a90d-ac24-11e9-8460-fa163e0a8baf","国械注准20193171890","牙种植体系统","常州百康特医疗器械有限公司","常州百康特医疗器械有限公司","a2a95a65982211ecb3f890e2ba8d9d30","牙种植体系统-基台","(B系骨水平基台预成型)BLRCN9.0-4.5","预成型","钛合金","C0702021380100110457","C07020213801001104570000633","06947600330950","申报企业自主确认为非招标产品、非中选产品或中选部件的附件（如覆盖螺丝、中央螺丝等）产品之一"]
["5a08bf9a-22ec-11eb-bf70-fa163e0a8baf","5a38a90d-ac24-11e9-8460-fa163e0a8baf","国械注准20193171890","牙种植体系统","常州百康特医疗器械有限公司","常州百康特医疗器械有限公司","a2a95a65982211ecb3f890e2ba8d9d30","牙种植体系统-基台","(B系骨水平基台预成型)BLNCN9.0-2.5","预成型","钛合金","C0702021380100110457","C07020213801001104570000634","06947600327561","申报企业自主确认为非招标产品、非中选产品或中选部件的附件（如覆盖螺丝、中央螺丝等）产品之一"]
["5a08c47f-22ec-11eb-bf70-fa163e0a8baf","5a38a90d-ac24-11e9-8460-fa163e0a8baf","国械注准20193171890","牙种植体系统","常州百康特医疗器械有限公司","常州百康特医疗器械有限公司","a2a95a65982211ecb3f890e2ba8d9d30","牙种植体系统-基台","(B系骨水平基台预成型)BLRC8.5-3.9","预成型","钛合金","C0702021380100110457","C07020213801001104570000637","06947600324805","申报企业自主确认为非招标产品、非中选产品或中选部件的附件（如覆盖螺丝、中央螺丝等）产品之一"]
["5a08c9ea-22ec-11eb-bf70-fa163e0a8baf","5a38a90d-ac24-11e9-8460-fa163e0a8baf","国械注准20193171890","牙种植体系统","常州百康特医疗器械有限公司","常州百康特医疗器械有限公司","a2a95a65982211ecb3f890e2ba8d9d30","牙种植体系统-基台","(B系骨水平基台预成型)BLNC6.0-0.9","预成型","钛合金","C0702021380100110457","C07020213801001104570000639","06947600321040","申报企业自主确认为非招标产品、非中选产品或中选部件的附件（如覆盖螺丝、中央螺丝等）产品之一"]
["5a08ced8-22ec-11eb-bf70-fa163e0a8baf","5a38a90d-ac24-11e9-8460-fa163e0a8baf","国械注准20193171890","牙种植体系统","常州百康特医疗器械有限公司","常州百康特医疗器械有限公司","a2a95a65982211ecb3f890e2ba8d9d30","牙种植体系统-基台","(B系骨水平基台预成型)BLRCN9.0-6.5","预成型","钛合金","C0702021380100110457","C07020213801001104570000642","06947600332091","申报企业自主确认为非招标产品、非中选产品或中选部件的附件（如覆盖螺丝、中央螺丝等）产品之一"]
["5a08d04a-22ec-11eb-bf70-fa163e0a8baf","5a38a90d-ac24-11e9-8460-fa163e0a8baf","国械注准20193171890","牙种植体系统","常州百康特医疗器械有限公司","常州百康特医疗器械有限公司","a2a95a65982211ecb3f890e2ba8d9d30","牙种植体系统-基台","(B系骨水平基台预成型)BLNCN4.0-4.3","预成型","钛合金","C0702021380100110457","C07020213801001104570000643","06947600328162","申报企业自主确认为非招标产品、非中选产品或中选部件的附件（如覆盖螺丝、中央螺丝等）产品之一"]
["5a08d4cb-22ec-11eb-bf70-fa163e0a8baf","5a38a90d-ac24-11e9-8460-fa163e0a8baf","国械注准20193171890","牙种植体系统","常州百康特医疗器械有限公司","常州百康特医疗器械有限公司","a2a95a65982211ecb3f890e2ba8d9d30","牙种植体系统-基台","(B系骨水平基台预成型)BLRC11.0-6.5","预成型","钛合金","C0702021380100110457","C07020213801001104570000646","06947600326373","申报企业自主确认为非招标产品、非中选产品或中选部件的附件（如覆盖螺丝、中央螺丝等）产品之一"]
["5a08d63f-22ec-11eb-bf70-fa163e0a8baf","5a38a90d-ac24-11e9-8460-fa163e0a8baf","国械注准20193171890","牙种植体系统","常州百康特医疗器械有限公司","常州百康特医疗器械有限公司","a2a95a65982211ecb3f890e2ba8d9d30","牙种植体系统-基台","(B系骨水平基台预成型)BLRC8.0-2.9","预成型","钛合金","C0702021380100110457","C07020213801001104570000647","06947600324225","申报企业自主确认为非招标产品、非中选产品或中选部件的附件（如覆盖螺丝、中央螺丝等）产品之一"]
["5a0f8aa2-22ec-11eb-bf70-fa163e0a8baf","5a38a90d-ac24-11e9-8460-fa163e0a8baf","国械注准20193171890","牙种植体系统","常州百康特医疗器械有限公司","常州百康特医疗器械有限公司","a2a95a65982211ecb3f890e2ba8d9d30","牙种植体系统-基台","(B系骨水平基台预成型)BLNCN5.0-2.3","预成型","钛合金","C0702021380100110457","C07020213801001104570000651","06947600327349","申报企业自主确认为非招标产品、非中选产品或中选部件的附件（如覆盖螺丝、中央螺丝等）产品之一"]
["5a0f8c83-22ec-11eb-bf70-fa163e0a8baf","5a38a90d-ac24-11e9-8460-fa163e0a8baf","国械注准20193171890","牙种植体系统","常州百康特医疗器械有限公司","常州百康特医疗器械有限公司","a2a95a65982211ecb3f890e2ba8d9d30","牙种植体系统-基台","(B系骨水平基台预成型)BLNC3.5-2.3","预成型","钛合金","C0702021380100110457","C07020213801001104570000652","06947600321552","申报企业自主确认为非招标产品、非中选产品或中选部件的附件（如覆盖螺丝、中央螺丝等）产品之一"]
["5a0f92c0-22ec-11eb-bf70-fa163e0a8baf","5a38a90d-ac24-11e9-8460-fa163e0a8baf","国械注准20193171890","牙种植体系统","常州百康特医疗器械有限公司","常州百康特医疗器械有限公司","a2a95a65982211ecb3f890e2ba8d9d30","牙种植体系统-基台","(B系骨水平基台预成型)BLRC11.5-6.9","预成型","钛合金","C0702021380100110457","C07020213801001104570000655","06947600326571","申报企业自主确认为非招标产品、非中选产品或中选部件的附件（如覆盖螺丝、中央螺丝等）产品之一"]
["5a0f945c-22ec-11eb-bf70-fa163e0a8baf","5a38a90d-ac24-11e9-8460-fa163e0a8baf","国械注准20193171890","牙种植体系统","常州百康特医疗器械有限公司","常州百康特医疗器械有限公司","a2a95a65982211ecb3f890e2ba8d9d30","牙种植体系统-基台","(B系骨水平基台预成型)BLRCN7.5-6.3","预成型","钛合金","C0702021380100110457","C07020213801001104570000656","06947600331872","申报企业自主确认为非招标产品、非中选产品或中选部件的附件（如覆盖螺丝、中央螺丝等）产品之一"]
["5a0f998f-22ec-11eb-bf70-fa163e0a8baf","5a38a90d-ac24-11e9-8460-fa163e0a8baf","国械注准20193171890","牙种植体系统","常州百康特医疗器械有限公司","常州百康特医疗器械有限公司","a2a95a65982211ecb3f890e2ba8d9d30","牙种植体系统-基台","(B系骨水平基台预成型)BLRC8.0-6.3","预成型","钛合金","C0702021380100110457","C07020213801001104570000659","06947600326120","申报企业自主确认为非招标产品、非中选产品或中选部件的附件（如覆盖螺丝、中央螺丝等）产品之一"]
["5a0f9e77-22ec-11eb-bf70-fa163e0a8baf","5a38a90d-ac24-11e9-8460-fa163e0a8baf","国械注准20193171890","牙种植体系统","常州百康特医疗器械有限公司","常州百康特医疗器械有限公司","a2a95a65982211ecb3f890e2ba8d9d30","牙种植体系统-基台","(B系骨水平基台预成型)BLRCN5.0-3.5","预成型","钛合金","C0702021380100110457","C07020213801001104570000662","06947600330301","申报企业自主确认为非招标产品、非中选产品或中选部件的附件（如覆盖螺丝、中央螺丝等）产品之一"]
["5a0fa182-22ec-11eb-bf70-fa163e0a8baf","5a38a90d-ac24-11e9-8460-fa163e0a8baf","国械注准20193171890","牙种植体系统","常州百康特医疗器械有限公司","常州百康特医疗器械有限公司","a2a95a65982211ecb3f890e2ba8d9d30","牙种植体系统-基台","(B系骨水平基台预成型)BLRCN13.0-4.5","预成型","钛合金","C0702021380100110457","C07020213801001104570000664","06947600331032","申报企业自主确认为非招标产品、非中选产品或中选部件的附件（如覆盖螺丝、中央螺丝等）产品之一"]
["5a0fa2ff-22ec-11eb-bf70-fa163e0a8baf","5a38a90d-ac24-11e9-8460-fa163e0a8baf","国械注准20193171890","牙种植体系统","常州百康特医疗器械有限公司","常州百康特医疗器械有限公司","a2a95a65982211ecb3f890e2ba8d9d30","牙种植体系统-基台","(B系骨水平基台预成型)BLNC6.5-2.3","预成型","钛合金","C0702021380100110457","C07020213801001104570000665","06947600321613","申报企业自主确认为非招标产品、非中选产品或中选部件的附件（如覆盖螺丝、中央螺丝等）产品之一"]
["5a0fa78c-22ec-11eb-bf70-fa163e0a8baf","5a38a90d-ac24-11e9-8460-fa163e0a8baf","国械注准20193171890","牙种植体系统","常州百康特医疗器械有限公司","常州百康特医疗器械有限公司","a2a95a65982211ecb3f890e2ba8d9d30","牙种植体系统-基台","(B系骨水平基台预成型)BLRCN10.0-2.5","预成型","钛合金","C0702021380100110457","C07020213801001104570000668","06947600329831","申报企业自主确认为非招标产品、非中选产品或中选部件的附件（如覆盖螺丝、中央螺丝等）产品之一"]
["5a0fa90e-22ec-11eb-bf70-fa163e0a8baf","5a38a90d-ac24-11e9-8460-fa163e0a8baf","国械注准20193171890","牙种植体系统","常州百康特医疗器械有限公司","常州百康特医疗器械有限公司","a2a95a65982211ecb3f890e2ba8d9d30","牙种植体系统-基台","(B系骨水平基台预成型)BLNCN3.5-3.3","预成型","钛合金","C0702021380100110457","C07020213801001104570000669","06947600327738","申报企业自主确认为非招标产品、非中选产品或中选部件的附件（如覆盖螺丝、中央螺丝等）产品之一"]
["5a0fad6e-22ec-11eb-bf70-fa163e0a8baf","5a38a90d-ac24-11e9-8460-fa163e0a8baf","国械注准20193171890","牙种植体系统","常州百康特医疗器械有限公司","常州百康特医疗器械有限公司","a2a95a65982211ecb3f890e2ba8d9d30","牙种植体系统-基台","(B系骨水平基台预成型)BLNCN6.5-0.5","预成型","钛合金","C0702021380100110457","C07020213801001104570000672","06947600326670","申报企业自主确认为非招标产品、非中选产品或中选部件的附件（如覆盖螺丝、中央螺丝等）产品之一"]
["5a0fb0c2-22ec-11eb-bf70-fa163e0a8baf","5a38a90d-ac24-11e9-8460-fa163e0a8baf","国械注准20193171890","牙种植体系统","常州百康特医疗器械有限公司","常州百康特医疗器械有限公司","a2a95a65982211ecb3f890e2ba8d9d30","牙种植体系统-基台","(B系骨水平基台预成型)BLRCN6.5-2.9","预成型","钛合金","C0702021380100110457","C07020213801001104570000674","06947600329954","申报企业自主确认为非招标产品、非中选产品或中选部件的附件（如覆盖螺丝、中央螺丝等）产品之一"]
["5a0fb531-22ec-11eb-bf70-fa163e0a8baf","5a38a90d-ac24-11e9-8460-fa163e0a8baf","国械注准20193171890","牙种植体系统","常州百康特医疗器械有限公司","常州百康特医疗器械有限公司","a2a95a65982211ecb3f890e2ba8d9d30","牙种植体系统-基台","(B系骨水平基台预成型)BLRC9.0-1.3","预成型","钛合金","C0702021380100110457","C07020213801001104570000677","06947600323297","申报企业自主确认为非招标产品、非中选产品或中选部件的附件（如覆盖螺丝、中央螺丝等）产品之一"]
["5a0fb6b3-22ec-11eb-bf70-fa163e0a8baf","5a38a90d-ac24-11e9-8460-fa163e0a8baf","国械注准20193171890","牙种植体系统","常州百康特医疗器械有限公司","常州百康特医疗器械有限公司","a2a95a65982211ecb3f890e2ba8d9d30","牙种植体系统-基台","(B系骨水平基台预成型)BLRC4.5-3.3","预成型","钛合金","C0702021380100110457","C07020213801001104570000678","06947600324348","申报企业自主确认为非招标产品、非中选产品或中选部件的附件（如覆盖螺丝、中央螺丝等）产品之一"]
["5a0fbb3b-22ec-11eb-bf70-fa163e0a8baf","5a38a90d-ac24-11e9-8460-fa163e0a8baf","国械注准20193171890","牙种植体系统","常州百康特医疗器械有限公司","常州百康特医疗器械有限公司","a2a95a65982211ecb3f890e2ba8d9d30","牙种植体系统-基台","(B系骨水平基台预成型)BLRCN9.0-2.9","预成型","钛合金","C0702021380100110457","C07020213801001104570000681","06947600330004","申报企业自主确认为非招标产品、非中选产品或中选部件的附件（如覆盖螺丝、中央螺丝等）产品之一"]
["5a0fbdbe-22ec-11eb-bf70-fa163e0a8baf","5a38a90d-ac24-11e9-8460-fa163e0a8baf","国械注准20193171890","牙种植体系统","常州百康特医疗器械有限公司","常州百康特医疗器械有限公司","a2a95a65982211ecb3f890e2ba8d9d30","牙种植体系统-基台","(B系骨水平基台预成型)BLRCN11.0-1.9","预成型","钛合金","C0702021380100110457","C07020213801001104570000682","06947600329473","申报企业自主确认为非招标产品、非中选产品或中选部件的附件（如覆盖螺丝、中央螺丝等）产品之一"]
["5a0fc398-22ec-11eb-bf70-fa163e0a8baf","5a38a90d-ac24-11e9-8460-fa163e0a8baf","国械注准20193171890","牙种植体系统","常州百康特医疗器械有限公司","常州百康特医疗器械有限公司","a2a95a65982211ecb3f890e2ba8d9d30","牙种植体系统-基台","(B系骨水平基台预成型)BLNC4.5-2.9","预成型","钛合金","C0702021380100110457","C07020213801001104570000686","06947600321859","申报企业自主确认为非招标产品、非中选产品或中选部件的附件（如覆盖螺丝、中央螺丝等）产品之一"]
["5a0fc538-22ec-11eb-bf70-fa163e0a8baf","5a38a90d-ac24-11e9-8460-fa163e0a8baf","国械注准20193171890","牙种植体系统","常州百康特医疗器械有限公司","常州百康特医疗器械有限公司","a2a95a65982211ecb3f890e2ba8d9d30","牙种植体系统-基台","(B系骨水平基台预成型)BLNC7.5-4.3","预成型","钛合金","C0702021380100110457","C07020213801001104570000687","06947600322474","申报企业自主确认为非招标产品、非中选产品或中选部件的附件（如覆盖螺丝、中央螺丝等）产品之一"]
["5a0fc9ad-22ec-11eb-bf70-fa163e0a8baf","5a38a90d-ac24-11e9-8460-fa163e0a8baf","国械注准20193171890","牙种植体系统","常州百康特医疗器械有限公司","常州百康特医疗器械有限公司","a2a95a65982211ecb3f890e2ba8d9d30","牙种植体系统-基台","(B系骨水平基台预成型)BLNC8.0-2.5","预成型","钛合金","C0702021380100110457","C07020213801001104570000690","06947600321781","申报企业自主确认为非招标产品、非中选产品或中选部件的附件（如覆盖螺丝、中央螺丝等）产品之一"]
["5a0fcb1e-22ec-11eb-bf70-fa163e0a8baf","5a38a90d-ac24-11e9-8460-fa163e0a8baf","国械注准20193171890","牙种植体系统","常州百康特医疗器械有限公司","常州百康特医疗器械有限公司","a2a95a65982211ecb3f890e2ba8d9d30","牙种植体系统-基台","(B系骨水平基台预成型)BLRC7.5-5.9","预成型","钛合金","C0702021380100110457","C07020213801001104570000691","06947600325925","申报企业自主确认为非招标产品、非中选产品或中选部件的附件（如覆盖螺丝、中央螺丝等）产品之一"]
["5a0fd117-22ec-11eb-bf70-fa163e0a8baf","5a38a90d-ac24-11e9-8460-fa163e0a8baf","国械注准20193171890","牙种植体系统","常州百康特医疗器械有限公司","常州百康特医疗器械有限公司","a2a95a65982211ecb3f890e2ba8d9d30","牙种植体系统-基台","(B系骨水平基台预成型)BLRCN4.5-6.9","预成型","钛合金","C0702021380100110457","C07020213801001104570000695","06947600332190","申报企业自主确认为非招标产品、非中选产品或中选部件的附件（如覆盖螺丝、中央螺丝等）产品之一"]
["5a0fd28c-22ec-11eb-bf70-fa163e0a8baf","5a38a90d-ac24-11e9-8460-fa163e0a8baf","国械注准20193171890","牙种植体系统","常州百康特医疗器械有限公司","常州百康特医疗器械有限公司","a2a95a65982211ecb3f890e2ba8d9d30","牙种植体系统-基台","(B系骨水平基台预成型)BLRCN13.0-3.9","预成型","钛合金","C0702021380100110457","C07020213801001104570000696","06947600330653","申报企业自主确认为非招标产品、非中选产品或中选部件的附件（如覆盖螺丝、中央螺丝等）产品之一"]
["5a0fd6eb-22ec-11eb-bf70-fa163e0a8baf","5a38a90d-ac24-11e9-8460-fa163e0a8baf","国械注准20193171890","牙种植体系统","常州百康特医疗器械有限公司","常州百康特医疗器械有限公司","a2a95a65982211ecb3f890e2ba8d9d30","牙种植体系统-基台","(B系骨水平基台预成型)BLRCN10.5-3.3","预成型","钛合金","C0702021380100110457","C07020213801001104570000699","06947600330226","申报企业自主确认为非招标产品、非中选产品或中选部件的附件（如覆盖螺丝、中央螺丝等）产品之一"]
["5a0fd872-22ec-11eb-bf70-fa163e0a8baf","5a38a90d-ac24-11e9-8460-fa163e0a8baf","国械注准20193171890","牙种植体系统","常州百康特医疗器械有限公司","常州百康特医疗器械有限公司","a2a95a65982211ecb3f890e2ba8d9d30","牙种植体系统-基台","(B系骨水平基台预成型)BLRCN11.0-1.3","预成型","钛合金","C0702021380100110457","C07020213801001104570000700","06947600329091","申报企业自主确认为非招标产品、非中选产品或中选部件的附件（如覆盖螺丝、中央螺丝等）产品之一"]
["5a0fdce3-22ec-11eb-bf70-fa163e0a8baf","5a38a90d-ac24-11e9-8460-fa163e0a8baf","国械注准20193171890","牙种植体系统","常州百康特医疗器械有限公司","常州百康特医疗器械有限公司","a2a95a65982211ecb3f890e2ba8d9d30","牙种植体系统-基台","(B系骨水平基台预成型)BLRC5.0-6.9","预成型","钛合金","C0702021380100110457","C07020213801001104570000703","06947600326441","申报企业自主确认为非招标产品、非中选产品或中选部件的附件（如覆盖螺丝、中央螺丝等）产品之一"]
["5a0fe165-22ec-11eb-bf70-fa163e0a8baf","5a38a90d-ac24-11e9-8460-fa163e0a8baf","国械注准20193171890","牙种植体系统","常州百康特医疗器械有限公司","常州百康特医疗器械有限公司","a2a95a65982211ecb3f890e2ba8d9d30","牙种植体系统-基台","(B系骨水平基台预成型)BLNC4.0-4.3","预成型","钛合金","C0702021380100110457","C07020213801001104570000705","06947600322405","申报企业自主确认为非招标产品、非中选产品或中选部件的附件（如覆盖螺丝、中央螺丝等）产品之一"]
["5a0fea74-22ec-11eb-bf70-fa163e0a8baf","5a38a90d-ac24-11e9-8460-fa163e0a8baf","国械注准20193171890","牙种植体系统","常州百康特医疗器械有限公司","常州百康特医疗器械有限公司","a2a95a65982211ecb3f890e2ba8d9d30","牙种植体系统-基台","(B系骨水平基台预成型)BLRC4.0-4.9","预成型","钛合金","C0702021380100110457","C07020213801001104570000708","06947600325284","申报企业自主确认为非招标产品、非中选产品或中选部件的附件（如覆盖螺丝、中央螺丝等）产品之一"]
["5a0fec35-22ec-11eb-bf70-fa163e0a8baf","5a38a90d-ac24-11e9-8460-fa163e0a8baf","国械注准20193171890","牙种植体系统","常州百康特医疗器械有限公司","常州百康特医疗器械有限公司","a2a95a65982211ecb3f890e2ba8d9d30","牙种植体系统-基台","(B系骨水平基台预成型)BLRC12.5-4.5","预成型","钛合金","C0702021380100110457","C07020213801001104570000709","06947600325260","申报企业自主确认为非招标产品、非中选产品或中选部件的附件（如覆盖螺丝、中央螺丝等）产品之一"]
["5a0ff0b7-22ec-11eb-bf70-fa163e0a8baf","5a38a90d-ac24-11e9-8460-fa163e0a8baf","国械注准20193171890","牙种植体系统","常州百康特医疗器械有限公司","常州百康特医疗器械有限公司","a2a95a65982211ecb3f890e2ba8d9d30","牙种植体系统-基台","(B系骨水平基台预成型)BLNC4.0-3.9","预成型","钛合金","C0702021380100110457","C07020213801001104570000712","06947600322269","申报企业自主确认为非招标产品、非中选产品或中选部件的附件（如覆盖螺丝、中央螺丝等）产品之一"]
["5a0ff231-22ec-11eb-bf70-fa163e0a8baf","5a38a90d-ac24-11e9-8460-fa163e0a8baf","国械注准20193171890","牙种植体系统","常州百康特医疗器械有限公司","常州百康特医疗器械有限公司","a2a95a65982211ecb3f890e2ba8d9d30","牙种植体系统-基台","(B系骨水平基台预成型)BLRC7.0-4.5","预成型","钛合金","C0702021380100110457","C07020213801001104570000713","06947600325154","申报企业自主确认为非招标产品、非中选产品或中选部件的附件（如覆盖螺丝、中央螺丝等）产品之一"]
["5a0ff52a-22ec-11eb-bf70-fa163e0a8baf","5a38a90d-ac24-11e9-8460-fa163e0a8baf","国械注准20193171890","牙种植体系统","常州百康特医疗器械有限公司","常州百康特医疗器械有限公司","a2a95a65982211ecb3f890e2ba8d9d30","牙种植体系统-基台","(B系骨水平基台预成型)BLRCN9.5-2.3","预成型","钛合金","C0702021380100110457","C07020213801001104570000715","06947600329633","申报企业自主确认为非招标产品、非中选产品或中选部件的附件（如覆盖螺丝、中央螺丝等）产品之一"]
["5a0ff993-22ec-11eb-bf70-fa163e0a8baf","5a38a90d-ac24-11e9-8460-fa163e0a8baf","国械注准20193171890","牙种植体系统","常州百康特医疗器械有限公司","常州百康特医疗器械有限公司","a2a95a65982211ecb3f890e2ba8d9d30","牙种植体系统-基台","(B系骨水平基台预成型)BLRC10.0-3.3","预成型","钛合金","C0702021380100110457","C07020213801001104570000718","06947600324454","申报企业自主确认为非招标产品、非中选产品或中选部件的附件（如覆盖螺丝、中央螺丝等）产品之一"]
["5a0ffdf3-22ec-11eb-bf70-fa163e0a8baf","5a38a90d-ac24-11e9-8460-fa163e0a8baf","国械注准20193171890","牙种植体系统","常州百康特医疗器械有限公司","常州百康特医疗器械有限公司","a2a95a65982211ecb3f890e2ba8d9d30","牙种植体系统-基台","(B系骨水平基台预成型)BLRC4.5-5.5","预成型","钛合金","C0702021380100110457","C07020213801001104570000721","06947600325673","申报企业自主确认为非招标产品、非中选产品或中选部件的附件（如覆盖螺丝、中央螺丝等）产品之一"]
["5a0fff66-22ec-11eb-bf70-fa163e0a8baf","5a38a90d-ac24-11e9-8460-fa163e0a8baf","国械注准20193171890","牙种植体系统","常州百康特医疗器械有限公司","常州百康特医疗器械有限公司","a2a95a65982211ecb3f890e2ba8d9d30","牙种植体系统-基台","(B系骨水平基台预成型)BLNCN9.5-2.5","预成型","钛合金","C0702021380100110457","C07020213801001104570000722","06947600327578","申报企业自主确认为非招标产品、非中选产品或中选部件的附件（如覆盖螺丝、中央螺丝等）产品之一"]
["5a1003d1-22ec-11eb-bf70-fa163e0a8baf","5a38a90d-ac24-11e9-8460-fa163e0a8baf","国械注准20193171890","牙种植体系统","常州百康特医疗器械有限公司","常州百康特医疗器械有限公司","a2a95a65982211ecb3f890e2ba8d9d30","牙种植体系统-基台","(B系骨水平基台预成型)BLNC5.0-1.5","预成型","钛合金","C0702021380100110457","C07020213801001104570000725","06947600321309","申报企业自主确认为非招标产品、非中选产品或中选部件的附件（如覆盖螺丝、中央螺丝等）产品之一"]
["5a100826-22ec-11eb-bf70-fa163e0a8baf","5a38a90d-ac24-11e9-8460-fa163e0a8baf","国械注准20193171890","牙种植体系统","常州百康特医疗器械有限公司","常州百康特医疗器械有限公司","a2a95a65982211ecb3f890e2ba8d9d30","牙种植体系统-基台","(B系骨水平基台预成型)BLNCN4.5-4.3","预成型","钛合金","C0702021380100110457","C07020213801001104570000728","06947600328179","申报企业自主确认为非招标产品、非中选产品或中选部件的附件（如覆盖螺丝、中央螺丝等）产品之一"]
["5a100b06-22ec-11eb-bf70-fa163e0a8baf","5a38a90d-ac24-11e9-8460-fa163e0a8baf","国械注准20193171890","牙种植体系统","常州百康特医疗器械有限公司","常州百康特医疗器械有限公司","a2a95a65982211ecb3f890e2ba8d9d30","牙种植体系统-基台","(B系骨水平基台预成型)BLRCN10.0-2.9","预成型","钛合金","C0702021380100110457","C07020213801001104570000730","06947600330028","申报企业自主确认为非招标产品、非中选产品或中选部件的附件（如覆盖螺丝、中央螺丝等）产品之一"]
["5a100c7a-22ec-11eb-bf70-fa163e0a8baf","5a38a90d-ac24-11e9-8460-fa163e0a8baf","国械注准20193171890","牙种植体系统","常州百康特医疗器械有限公司","常州百康特医疗器械有限公司","a2a95a65982211ecb3f890e2ba8d9d30","牙种植体系统-基台","(B系骨水平基台预成型)BLRCN13.0-4.9","预成型","钛合金","C0702021380100110457","C07020213801001104570000731","06947600331223","申报企业自主确认为非招标产品、非中选产品或中选部件的附件（如覆盖螺丝、中央螺丝等）产品之一"]
["5a1010cd-22ec-11eb-bf70-fa163e0a8baf","5a38a90d-ac24-11e9-8460-fa163e0a8baf","国械注准20193171890","牙种植体系统","常州百康特医疗器械有限公司","常州百康特医疗器械有限公司","a2a95a65982211ecb3f890e2ba8d9d30","牙种植体系统-基台","(B系骨水平基台预成型)BLRCN10.0-1.9","预成型","钛合金","C0702021380100110457","C07020213801001104570000734","06947600329459","申报企业自主确认为非招标产品、非中选产品或中选部件的附件（如覆盖螺丝、中央螺丝等）产品之一"]
["5a10127b-22ec-11eb-bf70-fa163e0a8baf","5a38a90d-ac24-11e9-8460-fa163e0a8baf","国械注准20193171890","牙种植体系统","常州百康特医疗器械有限公司","常州百康特医疗器械有限公司","a2a95a65982211ecb3f890e2ba8d9d30","牙种植体系统-基台","(B系骨水平基台预成型)BLNC10-0.9","预成型","钛合金","C0702021380100110457","C07020213801001104570000735","06947600321125","申报企业自主确认为非招标产品、非中选产品或中选部件的附件（如覆盖螺丝、中央螺丝等）产品之一"]
["5a101823-22ec-11eb-bf70-fa163e0a8baf","5a38a90d-ac24-11e9-8460-fa163e0a8baf","国械注准20193171890","牙种植体系统","常州百康特医疗器械有限公司","常州百康特医疗器械有限公司","a2a95a65982211ecb3f890e2ba8d9d30","牙种植体系统-基台","(B系骨水平基台预成型)BLRC7.0-1.5","预成型","钛合金","C0702021380100110457","C07020213801001104570000738","06947600323440","申报企业自主确认为非招标产品、非中选产品或中选部件的附件（如覆盖螺丝、中央螺丝等）产品之一"]
["5a101b36-22ec-11eb-bf70-fa163e0a8baf","5a38a90d-ac24-11e9-8460-fa163e0a8baf","国械注准20193171890","牙种植体系统","常州百康特医疗器械有限公司","常州百康特医疗器械有限公司","a2a95a65982211ecb3f890e2ba8d9d30","牙种植体系统-基台","(B系骨水平基台预成型)BLRCN12.0-5.3","预成型","钛合金","C0702021380100110457","C07020213801001104570000740","06947600331391","申报企业自主确认为非招标产品、非中选产品或中选部件的附件（如覆盖螺丝、中央螺丝等）产品之一"]
["5a101f92-22ec-11eb-bf70-fa163e0a8baf","5a38a90d-ac24-11e9-8460-fa163e0a8baf","国械注准20193171890","牙种植体系统","常州百康特医疗器械有限公司","常州百康特医疗器械有限公司","a2a95a65982211ecb3f890e2ba8d9d30","牙种植体系统-基台","(B系骨水平基台预成型)BLRC9.0-4.9","预成型","钛合金","C0702021380100110457","C07020213801001104570000743","06947600325383","申报企业自主确认为非招标产品、非中选产品或中选部件的附件（如覆盖螺丝、中央螺丝等）产品之一"]
["5a102108-22ec-11eb-bf70-fa163e0a8baf","5a38a90d-ac24-11e9-8460-fa163e0a8baf","国械注准20193171890","牙种植体系统","常州百康特医疗器械有限公司","常州百康特医疗器械有限公司","a2a95a65982211ecb3f890e2ba8d9d30","牙种植体系统-基台","(B系骨水平基台预成型)BLRCN7.5-6.5","预成型","钛合金","C0702021380100110457","C07020213801001104570000744","06947600332060","申报企业自主确认为非招标产品、非中选产品或中选部件的附件（如覆盖螺丝、中央螺丝等）产品之一"]
["5a10255a-22ec-11eb-bf70-fa163e0a8baf","5a38a90d-ac24-11e9-8460-fa163e0a8baf","国械注准20193171890","牙种植体系统","常州百康特医疗器械有限公司","常州百康特医疗器械有限公司","a2a95a65982211ecb3f890e2ba8d9d30","牙种植体系统-基台","(B系骨水平基台预成型)BLNC4.5-4.5","预成型","钛合金","C0702021380100110457","C07020213801001104570000747","06947600322559","申报企业自主确认为非招标产品、非中选产品或中选部件的附件（如覆盖螺丝、中央螺丝等）产品之一"]
["5a1026d2-22ec-11eb-bf70-fa163e0a8baf","5a38a90d-ac24-11e9-8460-fa163e0a8baf","国械注准20193171890","牙种植体系统","常州百康特医疗器械有限公司","常州百康特医疗器械有限公司","a2a95a65982211ecb3f890e2ba8d9d30","牙种植体系统-基台","(B系骨水平基台预成型)BLNCN3.5-1.3","预成型","钛合金","C0702021380100110457","C07020213801001104570000748","06947600326892","申报企业自主确认为非招标产品、非中选产品或中选部件的附件（如覆盖螺丝、中央螺丝等）产品之一"]
["5a1029ae-22ec-11eb-bf70-fa163e0a8baf","5a38a90d-ac24-11e9-8460-fa163e0a8baf","国械注准20193171890","牙种植体系统","常州百康特医疗器械有限公司","常州百康特医疗器械有限公司","a2a95a65982211ecb3f890e2ba8d9d30","牙种植体系统-基台","(B系骨水平基台预成型)BLRCN12.0-3.3","预成型","钛合金","C0702021380100110457","C07020213801001104570000750","06947600330257","申报企业自主确认为非招标产品、非中选产品或中选部件的附件（如覆盖螺丝、中央螺丝等）产品之一"]
["5a102e03-22ec-11eb-bf70-fa163e0a8baf","5a38a90d-ac24-11e9-8460-fa163e0a8baf","国械注准20193171890","牙种植体系统","常州百康特医疗器械有限公司","常州百康特医疗器械有限公司","a2a95a65982211ecb3f890e2ba8d9d30","牙种植体系统-基台","(B系骨水平基台预成型)BLRC11.0-2.9","预成型","钛合金","C0702021380100110457","C07020213801001104570000753","06947600324287","申报企业自主确认为非招标产品、非中选产品或中选部件的附件（如覆盖螺丝、中央螺丝等）产品之一"]
["5a103262-22ec-11eb-bf70-fa163e0a8baf","5a38a90d-ac24-11e9-8460-fa163e0a8baf","国械注准20193171890","牙种植体系统","常州百康特医疗器械有限公司","常州百康特医疗器械有限公司","a2a95a65982211ecb3f890e2ba8d9d30","牙种植体系统-基台","(B系骨水平基台预成型)BLRC4.0-6.5","预成型","钛合金","C0702021380100110457","C07020213801001104570000756","06947600326236","申报企业自主确认为非招标产品、非中选产品或中选部件的附件（如覆盖螺丝、中央螺丝等）产品之一"]
["5a1033d4-22ec-11eb-bf70-fa163e0a8baf","5a38a90d-ac24-11e9-8460-fa163e0a8baf","国械注准20193171890","牙种植体系统","常州百康特医疗器械有限公司","常州百康特医疗器械有限公司","a2a95a65982211ecb3f890e2ba8d9d30","牙种植体系统-基台","(B系骨水平基台预成型)BLRC8.0-3.5","预成型","钛合金","C0702021380100110457","C07020213801001104570000757","06947600324607","申报企业自主确认为非招标产品、非中选产品或中选部件的附件（如覆盖螺丝、中央螺丝等）产品之一"]
["5a103820-22ec-11eb-bf70-fa163e0a8baf","5a38a90d-ac24-11e9-8460-fa163e0a8baf","国械注准20193171890","牙种植体系统","常州百康特医疗器械有限公司","常州百康特医疗器械有限公司","a2a95a65982211ecb3f890e2ba8d9d30","牙种植体系统-基台","(B系骨水平基台预成型)BLRC8.5-2.5","预成型","钛合金","C0702021380100110457","C07020213801001104570000760","06947600324041","申报企业自主确认为非招标产品、非中选产品或中选部件的附件（如覆盖螺丝、中央螺丝等）产品之一"]
["5a103dbf-22ec-11eb-bf70-fa163e0a8baf","5a38a90d-ac24-11e9-8460-fa163e0a8baf","国械注准20193171890","牙种植体系统","常州百康特医疗器械有限公司","常州百康特医疗器械有限公司","a2a95a65982211ecb3f890e2ba8d9d30","牙种植体系统-基台","(B系骨水平基台预成型)BLNCN10-0.5","预成型","钛合金","C0702021380100110457","C07020213801001104570000763","06947600326748","申报企业自主确认为非招标产品、非中选产品或中选部件的附件（如覆盖螺丝、中央螺丝等）产品之一"]
["5a104202-22ec-11eb-bf70-fa163e0a8baf","5a38a90d-ac24-11e9-8460-fa163e0a8baf","国械注准20193171890","牙种植体系统","常州百康特医疗器械有限公司","常州百康特医疗器械有限公司","a2a95a65982211ecb3f890e2ba8d9d30","牙种植体系统-基台","(B系骨水平基台预成型)BLRC11.0-3.5","预成型","钛合金","C0702021380100110457","C07020213801001104570000765","06947600324669","申报企业自主确认为非招标产品、非中选产品或中选部件的附件（如覆盖螺丝、中央螺丝等）产品之一"]
["5a10437e-22ec-11eb-bf70-fa163e0a8baf","5a38a90d-ac24-11e9-8460-fa163e0a8baf","国械注准20193171890","牙种植体系统","常州百康特医疗器械有限公司","常州百康特医疗器械有限公司","a2a95a65982211ecb3f890e2ba8d9d30","牙种植体系统-基台","(B系骨水平基台预成型)BLRCN5.5-6.5","预成型","钛合金","C0702021380100110457","C07020213801001104570000766","06947600332022","申报企业自主确认为非招标产品、非中选产品或中选部件的附件（如覆盖螺丝、中央螺丝等）产品之一"]
["5a104ac0-22ec-11eb-bf70-fa163e0a8baf","5a38a90d-ac24-11e9-8460-fa163e0a8baf","国械注准20193171890","牙种植体系统","常州百康特医疗器械有限公司","常州百康特医疗器械有限公司","a2a95a65982211ecb3f890e2ba8d9d30","牙种植体系统-基台","(B系骨水平基台预成型)BLNCN5.5-1.5","预成型","钛合金","C0702021380100110457","C07020213801001104570000769","06947600327073","申报企业自主确认为非招标产品、非中选产品或中选部件的附件（如覆盖螺丝、中央螺丝等）产品之一"]
["5a104c3b-22ec-11eb-bf70-fa163e0a8baf","5a38a90d-ac24-11e9-8460-fa163e0a8baf","国械注准20193171890","牙种植体系统","常州百康特医疗器械有限公司","常州百康特医疗器械有限公司","a2a95a65982211ecb3f890e2ba8d9d30","牙种植体系统-基台","(B系骨水平基台预成型)BLNCN7.5-3.3","预成型","钛合金","C0702021380100110457","C07020213801001104570000770","06947600327813","申报企业自主确认为非招标产品、非中选产品或中选部件的附件（如覆盖螺丝、中央螺丝等）产品之一"]
["5a1050ce-22ec-11eb-bf70-fa163e0a8baf","5a38a90d-ac24-11e9-8460-fa163e0a8baf","国械注准20193171890","牙种植体系统","常州百康特医疗器械有限公司","常州百康特医疗器械有限公司","a2a95a65982211ecb3f890e2ba8d9d30","牙种植体系统-基台","(B系骨水平基台预成型)BLNC10-2.5","预成型","钛合金","C0702021380100110457","C07020213801001104570000773","06947600321828","申报企业自主确认为非招标产品、非中选产品或中选部件的附件（如覆盖螺丝、中央螺丝等）产品之一"]
["5a10543d-22ec-11eb-bf70-fa163e0a8baf","5a38a90d-ac24-11e9-8460-fa163e0a8baf","国械注准20193171890","牙种植体系统","常州百康特医疗器械有限公司","常州百康特医疗器械有限公司","a2a95a65982211ecb3f890e2ba8d9d30","牙种植体系统-基台","(B系骨水平基台预成型)BLNC9.0-2.5","预成型","钛合金","C0702021380100110457","C07020213801001104570000775","06947600321804","申报企业自主确认为非招标产品、非中选产品或中选部件的附件（如覆盖螺丝、中央螺丝等）产品之一"]
["5a1058b1-22ec-11eb-bf70-fa163e0a8baf","5a38a90d-ac24-11e9-8460-fa163e0a8baf","国械注准20193171890","牙种植体系统","常州百康特医疗器械有限公司","常州百康特医疗器械有限公司","a2a95a65982211ecb3f890e2ba8d9d30","牙种植体系统-基台","(B系骨水平基台预成型)BLNCN7.0-2.5","预成型","钛合金","C0702021380100110457","C07020213801001104570000778","06947600327523","申报企业自主确认为非招标产品、非中选产品或中选部件的附件（如覆盖螺丝、中央螺丝等）产品之一"]
["5a105a22-22ec-11eb-bf70-fa163e0a8baf","5a38a90d-ac24-11e9-8460-fa163e0a8baf","国械注准20193171890","牙种植体系统","常州百康特医疗器械有限公司","常州百康特医疗器械有限公司","a2a95a65982211ecb3f890e2ba8d9d30","牙种植体系统-基台","(B系骨水平基台预成型)BLRCN12.5-2.9","预成型","钛合金","C0702021380100110457","C07020213801001104570000779","06947600330073","申报企业自主确认为非招标产品、非中选产品或中选部件的附件（如覆盖螺丝、中央螺丝等）产品之一"]
["5a105e8c-22ec-11eb-bf70-fa163e0a8baf","5a38a90d-ac24-11e9-8460-fa163e0a8baf","国械注准20193171890","牙种植体系统","常州百康特医疗器械有限公司","常州百康特医疗器械有限公司","a2a95a65982211ecb3f890e2ba8d9d30","牙种植体系统-基台","(B系骨水平基台预成型)BLRCN7.0-5.3","预成型","钛合金","C0702021380100110457","C07020213801001104570000782","06947600331292","申报企业自主确认为非招标产品、非中选产品或中选部件的附件（如覆盖螺丝、中央螺丝等）产品之一"]
["5a105ffd-22ec-11eb-bf70-fa163e0a8baf","5a38a90d-ac24-11e9-8460-fa163e0a8baf","国械注准20193171890","牙种植体系统","常州百康特医疗器械有限公司","常州百康特医疗器械有限公司","a2a95a65982211ecb3f890e2ba8d9d30","牙种植体系统-基台","(B系骨水平基台预成型)BLRC6.0-4.9","预成型","钛合金","C0702021380100110457","C07020213801001104570000783","06947600325321","申报企业自主确认为非招标产品、非中选产品或中选部件的附件（如覆盖螺丝、中央螺丝等）产品之一"]
["5a106618-22ec-11eb-bf70-fa163e0a8baf","5a38a90d-ac24-11e9-8460-fa163e0a8baf","国械注准20193171890","牙种植体系统","常州百康特医疗器械有限公司","常州百康特医疗器械有限公司","a2a95a65982211ecb3f890e2ba8d9d30","牙种植体系统-基台","(B系骨水平基台预成型)BLNC7.5-4.9","预成型","钛合金","C0702021380100110457","C07020213801001104570000787","06947600322757","申报企业自主确认为非招标产品、非中选产品或中选部件的附件（如覆盖螺丝、中央螺丝等）产品之一"]
["5a106789-22ec-11eb-bf70-fa163e0a8baf","5a38a90d-ac24-11e9-8460-fa163e0a8baf","国械注准20193171890","牙种植体系统","常州百康特医疗器械有限公司","常州百康特医疗器械有限公司","a2a95a65982211ecb3f890e2ba8d9d30","牙种植体系统-基台","(B系骨水平基台预成型)BLNC6.5-3.3","预成型","钛合金","C0702021380100110457","C07020213801001104570000788","06947600322030","申报企业自主确认为非招标产品、非中选产品或中选部件的附件（如覆盖螺丝、中央螺丝等）产品之一"]
["5a106def-22ec-11eb-bf70-fa163e0a8baf","5a38a90d-ac24-11e9-8460-fa163e0a8baf","国械注准20193171890","牙种植体系统","常州百康特医疗器械有限公司","常州百康特医疗器械有限公司","a2a95a65982211ecb3f890e2ba8d9d30","牙种植体系统-基台","(B系骨水平基台预成型)BLRC12.5-6.5","预成型","钛合金","C0702021380100110457","C07020213801001104570000791","06947600326403","申报企业自主确认为非招标产品、非中选产品或中选部件的附件（如覆盖螺丝、中央螺丝等）产品之一"]
["5a106f79-22ec-11eb-bf70-fa163e0a8baf","5a38a90d-ac24-11e9-8460-fa163e0a8baf","国械注准20193171890","牙种植体系统","常州百康特医疗器械有限公司","常州百康特医疗器械有限公司","a2a95a65982211ecb3f890e2ba8d9d30","牙种植体系统-基台","(B系骨水平基台预成型)BLRCN11.5-5.9","预成型","钛合金","C0702021380100110457","C07020213801001104570000792","06947600331766","申报企业自主确认为非招标产品、非中选产品或中选部件的附件（如覆盖螺丝、中央螺丝等）产品之一"]
["5a10754d-22ec-11eb-bf70-fa163e0a8baf","5a38a90d-ac24-11e9-8460-fa163e0a8baf","国械注准20193171890","牙种植体系统","常州百康特医疗器械有限公司","常州百康特医疗器械有限公司","a2a95a65982211ecb3f890e2ba8d9d30","牙种植体系统-基台","(B系骨水平基台预成型)BLRC5.0-5.3","预成型","钛合金","C0702021380100110457","C07020213801001104570000796","06947600325499","申报企业自主确认为非招标产品、非中选产品或中选部件的附件（如覆盖螺丝、中央螺丝等）产品之一"]
["5a1076e9-22ec-11eb-bf70-fa163e0a8baf","5a38a90d-ac24-11e9-8460-fa163e0a8baf","国械注准20193171890","牙种植体系统","常州百康特医疗器械有限公司","常州百康特医疗器械有限公司","a2a95a65982211ecb3f890e2ba8d9d30","牙种植体系统-基台","(B系骨水平基台预成型)BLNCN8.5-3.9","预成型","钛合金","C0702021380100110457","C07020213801001104570000797","06947600328117","申报企业自主确认为非招标产品、非中选产品或中选部件的附件（如覆盖螺丝、中央螺丝等）产品之一"]
["5a107b44-22ec-11eb-bf70-fa163e0a8baf","5a38a90d-ac24-11e9-8460-fa163e0a8baf","国械注准20193171890","牙种植体系统","常州百康特医疗器械有限公司","常州百康特医疗器械有限公司","a2a95a65982211ecb3f890e2ba8d9d30","牙种植体系统-基台","(B系骨水平基台预成型)BLNCN9.5-4.9","预成型","钛合金","C0702021380100110457","C07020213801001104570000800","06947600328551","申报企业自主确认为非招标产品、非中选产品或中选部件的附件（如覆盖螺丝、中央螺丝等）产品之一"]
["5a107cb7-22ec-11eb-bf70-fa163e0a8baf","5a38a90d-ac24-11e9-8460-fa163e0a8baf","国械注准20193171890","牙种植体系统","常州百康特医疗器械有限公司","常州百康特医疗器械有限公司","a2a95a65982211ecb3f890e2ba8d9d30","牙种植体系统-基台","(B系骨水平基台预成型)BLRC5.5-5.9","预成型","钛合金","C0702021380100110457","C07020213801001104570000801","06947600325888","申报企业自主确认为非招标产品、非中选产品或中选部件的附件（如覆盖螺丝、中央螺丝等）产品之一"]
["5a108117-22ec-11eb-bf70-fa163e0a8baf","5a38a90d-ac24-11e9-8460-fa163e0a8baf","国械注准20193171890","牙种植体系统","常州百康特医疗器械有限公司","常州百康特医疗器械有限公司","a2a95a65982211ecb3f890e2ba8d9d30","牙种植体系统-基台","(B系骨水平基台预成型)BLRCN11.5-6.9","预成型","钛合金","C0702021380100110457","C07020213801001104570000804","06947600332336","申报企业自主确认为非招标产品、非中选产品或中选部件的附件（如覆盖螺丝、中央螺丝等）产品之一"]
["5a10828c-22ec-11eb-bf70-fa163e0a8baf","5a38a90d-ac24-11e9-8460-fa163e0a8baf","国械注准20193171890","牙种植体系统","常州百康特医疗器械有限公司","常州百康特医疗器械有限公司","a2a95a65982211ecb3f890e2ba8d9d30","牙种植体系统-基台","(B系骨水平基台预成型)BLNC9.0-2.3","预成型","钛合金","C0702021380100110457","C07020213801001104570000805","06947600321668","申报企业自主确认为非招标产品、非中选产品或中选部件的附件（如覆盖螺丝、中央螺丝等）产品之一"]
["5a1088b6-22ec-11eb-bf70-fa163e0a8baf","5a38a90d-ac24-11e9-8460-fa163e0a8baf","国械注准20193171890","牙种植体系统","常州百康特医疗器械有限公司","常州百康特医疗器械有限公司","a2a95a65982211ecb3f890e2ba8d9d30","牙种植体系统-基台","(B系骨水平基台预成型)BLRCN9.0-2.5","预成型","钛合金","C0702021380100110457","C07020213801001104570000809","06947600329817","申报企业自主确认为非招标产品、非中选产品或中选部件的附件（如覆盖螺丝、中央螺丝等）产品之一"]
["5a108a34-22ec-11eb-bf70-fa163e0a8baf","5a38a90d-ac24-11e9-8460-fa163e0a8baf","国械注准20193171890","牙种植体系统","常州百康特医疗器械有限公司","常州百康特医疗器械有限公司","a2a95a65982211ecb3f890e2ba8d9d30","牙种植体系统-基台","(B系骨水平基台预成型)BLNC7.0-1.9","预成型","钛合金","C0702021380100110457","C07020213801001104570000810","06947600321484","申报企业自主确认为非招标产品、非中选产品或中选部件的附件（如覆盖螺丝、中央螺丝等）产品之一"]
["5a108eba-22ec-11eb-bf70-fa163e0a8baf","5a38a90d-ac24-11e9-8460-fa163e0a8baf","国械注准20193171890","牙种植体系统","常州百康特医疗器械有限公司","常州百康特医疗器械有限公司","a2a95a65982211ecb3f890e2ba8d9d30","牙种植体系统-基台","(B系骨水平基台预成型)BLRC10.5-6.3","预成型","钛合金","C0702021380100110457","C07020213801001104570000813","06947600326175","申报企业自主确认为非招标产品、非中选产品或中选部件的附件（如覆盖螺丝、中央螺丝等）产品之一"]
["5a109035-22ec-11eb-bf70-fa163e0a8baf","5a38a90d-ac24-11e9-8460-fa163e0a8baf","国械注准20193171890","牙种植体系统","常州百康特医疗器械有限公司","常州百康特医疗器械有限公司","a2a95a65982211ecb3f890e2ba8d9d30","牙种植体系统-基台","(B系骨水平基台预成型)BLRC10.0-5.3","预成型","钛合金","C0702021380100110457","C07020213801001104570000814","06947600325598","申报企业自主确认为非招标产品、非中选产品或中选部件的附件（如覆盖螺丝、中央螺丝等）产品之一"]
["5a109494-22ec-11eb-bf70-fa163e0a8baf","5a38a90d-ac24-11e9-8460-fa163e0a8baf","国械注准20193171890","牙种植体系统","常州百康特医疗器械有限公司","常州百康特医疗器械有限公司","a2a95a65982211ecb3f890e2ba8d9d30","牙种植体系统-基台","(B系骨水平基台预成型)BLRC7.0-3.3","预成型","钛合金","C0702021380100110457","C07020213801001104570000817","06947600324393","申报企业自主确认为非招标产品、非中选产品或中选部件的附件（如覆盖螺丝、中央螺丝等）产品之一"]
["5a10960b-22ec-11eb-bf70-fa163e0a8baf","5a38a90d-ac24-11e9-8460-fa163e0a8baf","国械注准20193171890","牙种植体系统","常州百康特医疗器械有限公司","常州百康特医疗器械有限公司","a2a95a65982211ecb3f890e2ba8d9d30","牙种植体系统-基台","(B系骨水平基台预成型)BLRCN7.5-1.9","预成型","钛合金","C0702021380100110457","C07020213801001104570000818","06947600329404","申报企业自主确认为非招标产品、非中选产品或中选部件的附件（如覆盖螺丝、中央螺丝等）产品之一"]
["5a109e6f-22ec-11eb-bf70-fa163e0a8baf","5a38a90d-ac24-11e9-8460-fa163e0a8baf","国械注准20193171890","牙种植体系统","常州百康特医疗器械有限公司","常州百康特医疗器械有限公司","a2a95a65982211ecb3f890e2ba8d9d30","牙种植体系统-基台","(B系骨水平基台预成型)BLRCN13.0-1.5","预成型","钛合金","C0702021380100110457","C07020213801001104570000822","06947600329329","申报企业自主确认为非招标产品、非中选产品或中选部件的附件（如覆盖螺丝、中央螺丝等）产品之一"]
["5a109ffb-22ec-11eb-bf70-fa163e0a8baf","5a38a90d-ac24-11e9-8460-fa163e0a8baf","国械注准20193171890","牙种植体系统","常州百康特医疗器械有限公司","常州百康特医疗器械有限公司","a2a95a65982211ecb3f890e2ba8d9d30","牙种植体系统-基台","(B系骨水平基台预成型)BLRCN5.5-5.3","预成型","钛合金","C0702021380100110457","C07020213801001104570000823","06947600331261","申报企业自主确认为非招标产品、非中选产品或中选部件的附件（如覆盖螺丝、中央螺丝等）产品之一"]
["5a10a490-22ec-11eb-bf70-fa163e0a8baf","5a38a90d-ac24-11e9-8460-fa163e0a8baf","国械注准20193171890","牙种植体系统","常州百康特医疗器械有限公司","常州百康特医疗器械有限公司","a2a95a65982211ecb3f890e2ba8d9d30","牙种植体系统-基台","(B系骨水平基台预成型)BLRC7.5-3.3","预成型","钛合金","C0702021380100110457","C07020213801001104570000826","06947600324409","申报企业自主确认为非招标产品、非中选产品或中选部件的附件（如覆盖螺丝、中央螺丝等）产品之一"]
["5a10a76d-22ec-11eb-bf70-fa163e0a8baf","5a38a90d-ac24-11e9-8460-fa163e0a8baf","国械注准20193171890","牙种植体系统","常州百康特医疗器械有限公司","常州百康特医疗器械有限公司","a2a95a65982211ecb3f890e2ba8d9d30","牙种植体系统-基台","(B系骨水平基台预成型)BLRCN7.5-5.3","预成型","钛合金","C0702021380100110457","C07020213801001104570000827","06947600331308","申报企业自主确认为非招标产品、非中选产品或中选部件的附件（如覆盖螺丝、中央螺丝等）产品之一"]
["5a10ad90-22ec-11eb-bf70-fa163e0a8baf","5a38a90d-ac24-11e9-8460-fa163e0a8baf","国械注准20193171890","牙种植体系统","常州百康特医疗器械有限公司","常州百康特医疗器械有限公司","a2a95a65982211ecb3f890e2ba8d9d30","牙种植体系统-基台","(B系骨水平基台预成型)BLNC9.0-3.9","预成型","钛合金","C0702021380100110457","C07020213801001104570000831","06947600322368","申报企业自主确认为非招标产品、非中选产品或中选部件的附件（如覆盖螺丝、中央螺丝等）产品之一"]
["5a10b1f2-22ec-11eb-bf70-fa163e0a8baf","5a38a90d-ac24-11e9-8460-fa163e0a8baf","国械注准20193171890","牙种植体系统","常州百康特医疗器械有限公司","常州百康特医疗器械有限公司","a2a95a65982211ecb3f890e2ba8d9d30","牙种植体系统-基台","(B系骨水平基台预成型)BLRCN7.0-1.9","预成型","钛合金","C0702021380100110457","C07020213801001104570000832","06947600329392","申报企业自主确认为非招标产品、非中选产品或中选部件的附件（如覆盖螺丝、中央螺丝等）产品之一"]
["5a10b691-22ec-11eb-bf70-fa163e0a8baf","5a38a90d-ac24-11e9-8460-fa163e0a8baf","国械注准20193171890","牙种植体系统","常州百康特医疗器械有限公司","常州百康特医疗器械有限公司","a2a95a65982211ecb3f890e2ba8d9d30","牙种植体系统-基台","(B系骨水平基台预成型)BLNCN10-1.9","预成型","钛合金","C0702021380100110457","C07020213801001104570000835","06947600327301","申报企业自主确认为非招标产品、非中选产品或中选部件的附件（如覆盖螺丝、中央螺丝等）产品之一"]
["5a10b811-22ec-11eb-bf70-fa163e0a8baf","5a38a90d-ac24-11e9-8460-fa163e0a8baf","国械注准20193171890","牙种植体系统","常州百康特医疗器械有限公司","常州百康特医疗器械有限公司","a2a95a65982211ecb3f890e2ba8d9d30","牙种植体系统-基台","(B系骨水平基台预成型)BLNCN4.0-2.9","预成型","钛合金","C0702021380100110457","C07020213801001104570000836","06947600327608","申报企业自主确认为非招标产品、非中选产品或中选部件的附件（如覆盖螺丝、中央螺丝等）产品之一"]
["5a10bfb6-22ec-11eb-bf70-fa163e0a8baf","5a38a90d-ac24-11e9-8460-fa163e0a8baf","国械注准20193171890","牙种植体系统","常州百康特医疗器械有限公司","常州百康特医疗器械有限公司","a2a95a65982211ecb3f890e2ba8d9d30","牙种植体系统-基台","(B系骨水平基台预成型)BLRCN4.0-1.3","预成型","钛合金","C0702021380100110457","C07020213801001104570000839","06947600328957","申报企业自主确认为非招标产品、非中选产品或中选部件的附件（如覆盖螺丝、中央螺丝等）产品之一"]
["5a10c3fb-22ec-11eb-bf70-fa163e0a8baf","5a38a90d-ac24-11e9-8460-fa163e0a8baf","国械注准20193171890","牙种植体系统","常州百康特医疗器械有限公司","常州百康特医疗器械有限公司","a2a95a65982211ecb3f890e2ba8d9d30","牙种植体系统-基台","(B系骨水平基台预成型)BLRC13.0-2.9","预成型","钛合金","C0702021380100110457","C07020213801001104570000841","06947600324324","申报企业自主确认为非招标产品、非中选产品或中选部件的附件（如覆盖螺丝、中央螺丝等）产品之一"]
["5a10c940-22ec-11eb-bf70-fa163e0a8baf","5a38a90d-ac24-11e9-8460-fa163e0a8baf","国械注准20193171890","牙种植体系统","常州百康特医疗器械有限公司","常州百康特医疗器械有限公司","a2a95a65982211ecb3f890e2ba8d9d30","牙种植体系统-基台","(B系骨水平基台预成型)BLRC6.5-0.5","预成型","钛合金","C0702021380100110457","C07020213801001104570000844","06947600322863","申报企业自主确认为非招标产品、非中选产品或中选部件的附件（如覆盖螺丝、中央螺丝等）产品之一"]
["5a10cacd-22ec-11eb-bf70-fa163e0a8baf","5a38a90d-ac24-11e9-8460-fa163e0a8baf","国械注准20193171890","牙种植体系统","常州百康特医疗器械有限公司","常州百康特医疗器械有限公司","a2a95a65982211ecb3f890e2ba8d9d30","牙种植体系统-基台","(B系骨水平基台预成型)BLRCN12.5-2.3","预成型","钛合金","C0702021380100110457","C07020213801001104570000845","06947600329695","申报企业自主确认为非招标产品、非中选产品或中选部件的附件（如覆盖螺丝、中央螺丝等）产品之一"]
["5a10cf4c-22ec-11eb-bf70-fa163e0a8baf","5a38a90d-ac24-11e9-8460-fa163e0a8baf","国械注准20193171890","牙种植体系统","常州百康特医疗器械有限公司","常州百康特医疗器械有限公司","a2a95a65982211ecb3f890e2ba8d9d30","牙种植体系统-基台","(B系骨水平基台预成型)BLRC6.0-3.9","预成型","钛合金","C0702021380100110457","C07020213801001104570000848","06947600324751","申报企业自主确认为非招标产品、非中选产品或中选部件的附件（如覆盖螺丝、中央螺丝等）产品之一"]
["5a10d0c6-22ec-11eb-bf70-fa163e0a8baf","5a38a90d-ac24-11e9-8460-fa163e0a8baf","国械注准20193171890","牙种植体系统","常州百康特医疗器械有限公司","常州百康特医疗器械有限公司","a2a95a65982211ecb3f890e2ba8d9d30","牙种植体系统-基台","(B系骨水平基台预成型)BLNCN7.0-4.9","预成型","钛合金","C0702021380100110457","C07020213801001104570000849","06947600328506","申报企业自主确认为非招标产品、非中选产品或中选部件的附件（如覆盖螺丝、中央螺丝等）产品之一"]
["5a10d940-22ec-11eb-bf70-fa163e0a8baf","5a38a90d-ac24-11e9-8460-fa163e0a8baf","国械注准20193171890","牙种植体系统","常州百康特医疗器械有限公司","常州百康特医疗器械有限公司","a2a95a65982211ecb3f890e2ba8d9d30","牙种植体系统-基台","(B系骨水平基台预成型)BLRC7.0-4.9","预成型","钛合金","C0702021380100110457","C07020213801001104570000853","06947600325345","申报企业自主确认为非招标产品、非中选产品或中选部件的附件（如覆盖螺丝、中央螺丝等）产品之一"]
["5a10dab8-22ec-11eb-bf70-fa163e0a8baf","5a38a90d-ac24-11e9-8460-fa163e0a8baf","国械注准20193171890","牙种植体系统","常州百康特医疗器械有限公司","常州百康特医疗器械有限公司","a2a95a65982211ecb3f890e2ba8d9d30","牙种植体系统-基台","(B系骨水平基台预成型)BLNC3.5-1.3","预成型","钛合金","C0702021380100110457","C07020213801001104570000854","06947600321132","申报企业自主确认为非招标产品、非中选产品或中选部件的附件（如覆盖螺丝、中央螺丝等）产品之一"]
["5a10df28-22ec-11eb-bf70-fa163e0a8baf","5a38a90d-ac24-11e9-8460-fa163e0a8baf","国械注准20193171890","牙种植体系统","常州百康特医疗器械有限公司","常州百康特医疗器械有限公司","a2a95a65982211ecb3f890e2ba8d9d30","牙种植体系统-基台","(B系骨水平基台预成型)BLRCN10.5-3.5","预成型","钛合金","C0702021380100110457","C07020213801001104570000857","06947600330417","申报企业自主确认为非招标产品、非中选产品或中选部件的附件（如覆盖螺丝、中央螺丝等）产品之一"]
["5a10e097-22ec-11eb-bf70-fa163e0a8baf","5a38a90d-ac24-11e9-8460-fa163e0a8baf","国械注准20193171890","牙种植体系统","常州百康特医疗器械有限公司","常州百康特医疗器械有限公司","a2a95a65982211ecb3f890e2ba8d9d30","牙种植体系统-基台","(B系骨水平基台预成型)BLRCN7.5-3.9","预成型","钛合金","C0702021380100110457","C07020213801001104570000858","06947600330547","申报企业自主确认为非招标产品、非中选产品或中选部件的附件（如覆盖螺丝、中央螺丝等）产品之一"]
["5a10e4f6-22ec-11eb-bf70-fa163e0a8baf","5a38a90d-ac24-11e9-8460-fa163e0a8baf","国械注准20193171890","牙种植体系统","常州百康特医疗器械有限公司","常州百康特医疗器械有限公司","a2a95a65982211ecb3f890e2ba8d9d30","牙种植体系统-基台","(B系骨水平基台预成型)BLNCN7.5-1.3","预成型","钛合金","C0702021380100110457","C07020213801001104570000861","06947600326977","申报企业自主确认为非招标产品、非中选产品或中选部件的附件（如覆盖螺丝、中央螺丝等）产品之一"]
["5a10e7db-22ec-11eb-bf70-fa163e0a8baf","5a38a90d-ac24-11e9-8460-fa163e0a8baf","国械注准20193171890","牙种植体系统","常州百康特医疗器械有限公司","常州百康特医疗器械有限公司","a2a95a65982211ecb3f890e2ba8d9d30","牙种植体系统-基台","(B系骨水平基台预成型)BLNCN5.5-2.3","预成型","钛合金","C0702021380100110457","C07020213801001104570000863","06947600327356","申报企业自主确认为非招标产品、非中选产品或中选部件的附件（如覆盖螺丝、中央螺丝等）产品之一"]
["5a10ec36-22ec-11eb-bf70-fa163e0a8baf","5a38a90d-ac24-11e9-8460-fa163e0a8baf","国械注准20193171890","牙种植体系统","常州百康特医疗器械有限公司","常州百康特医疗器械有限公司","a2a95a65982211ecb3f890e2ba8d9d30","牙种植体系统-基台","(B系骨水平基台预成型)BLRCN13.0-5.5","预成型","钛合金","C0702021380100110457","C07020213801001104570000866","06947600331605","申报企业自主确认为非招标产品、非中选产品或中选部件的附件（如覆盖螺丝、中央螺丝等）产品之一"]
["5a10edb2-22ec-11eb-bf70-fa163e0a8baf","5a38a90d-ac24-11e9-8460-fa163e0a8baf","国械注准20193171890","牙种植体系统","常州百康特医疗器械有限公司","常州百康特医疗器械有限公司","a2a95a65982211ecb3f890e2ba8d9d30","牙种植体系统-基台","(B系骨水平基台预成型)BLNC5.5-4.9","预成型","钛合金","C0702021380100110457","C07020213801001104570000867","06947600322719","申报企业自主确认为非招标产品、非中选产品或中选部件的附件（如覆盖螺丝、中央螺丝等）产品之一"]
["5a10f398-22ec-11eb-bf70-fa163e0a8baf","5a38a90d-ac24-11e9-8460-fa163e0a8baf","国械注准20193171890","牙种植体系统","常州百康特医疗器械有限公司","常州百康特医疗器械有限公司","a2a95a65982211ecb3f890e2ba8d9d30","牙种植体系统-基台","(B系骨水平基台预成型)BLRCN9.0-4.3","预成型","钛合金","C0702021380100110457","C07020213801001104570000870","06947600330769","申报企业自主确认为非招标产品、非中选产品或中选部件的附件（如覆盖螺丝、中央螺丝等）产品之一"]
["5a10f516-22ec-11eb-bf70-fa163e0a8baf","5a38a90d-ac24-11e9-8460-fa163e0a8baf","国械注准20193171890","牙种植体系统","常州百康特医疗器械有限公司","常州百康特医疗器械有限公司","a2a95a65982211ecb3f890e2ba8d9d30","牙种植体系统-基台","(B系骨水平基台预成型)BLRC12.0-2.5","预成型","钛合金","C0702021380100110457","C07020213801001104570000871","06947600324119","申报企业自主确认为非招标产品、非中选产品或中选部件的附件（如覆盖螺丝、中央螺丝等）产品之一"]
["5a10f830-22ec-11eb-bf70-fa163e0a8baf","5a38a90d-ac24-11e9-8460-fa163e0a8baf","国械注准20193171890","牙种植体系统","常州百康特医疗器械有限公司","常州百康特医疗器械有限公司","a2a95a65982211ecb3f890e2ba8d9d30","牙种植体系统-基台","(B系骨水平基台预成型)BLRC12.0-4.3","预成型","钛合金","C0702021380100110457","C07020213801001104570000873","06947600325062","申报企业自主确认为非招标产品、非中选产品或中选部件的附件（如覆盖螺丝、中央螺丝等）产品之一"]
["5a10fc9b-22ec-11eb-bf70-fa163e0a8baf","5a38a90d-ac24-11e9-8460-fa163e0a8baf","国械注准20193171890","牙种植体系统","常州百康特医疗器械有限公司","常州百康特医疗器械有限公司","a2a95a65982211ecb3f890e2ba8d9d30","牙种植体系统-基台","(B系骨水平基台预成型)BLRCN8.0-6.5","预成型","钛合金","C0702021380100110457","C07020213801001104570000876","06947600332077","申报企业自主确认为非招标产品、非中选产品或中选部件的附件（如覆盖螺丝、中央螺丝等）产品之一"]
["5a1103d8-22ec-11eb-bf70-fa163e0a8baf","5a38a90d-ac24-11e9-8460-fa163e0a8baf","国械注准20193171890","牙种植体系统","常州百康特医疗器械有限公司","常州百康特医疗器械有限公司","a2a95a65982211ecb3f890e2ba8d9d30","牙种植体系统-基台","(B系骨水平基台预成型)BLRC10.5-6.9","预成型","钛合金","C0702021380100110457","C07020213801001104570000879","06947600326557","申报企业自主确认为非招标产品、非中选产品或中选部件的附件（如覆盖螺丝、中央螺丝等）产品之一"]
["5a110561-22ec-11eb-bf70-fa163e0a8baf","5a38a90d-ac24-11e9-8460-fa163e0a8baf","国械注准20193171890","牙种植体系统","常州百康特医疗器械有限公司","常州百康特医疗器械有限公司","a2a95a65982211ecb3f890e2ba8d9d30","牙种植体系统-基台","(B系骨水平基台预成型)BLRCN9.0-4.9","预成型","钛合金","C0702021380100110457","C07020213801001104570000880","06947600331148","申报企业自主确认为非招标产品、非中选产品或中选部件的附件（如覆盖螺丝、中央螺丝等）产品之一"]
["5a1109cd-22ec-11eb-bf70-fa163e0a8baf","5a38a90d-ac24-11e9-8460-fa163e0a8baf","国械注准20193171890","牙种植体系统","常州百康特医疗器械有限公司","常州百康特医疗器械有限公司","a2a95a65982211ecb3f890e2ba8d9d30","牙种植体系统-基台","(B系骨水平基台预成型)BLNC4.0-4.5","预成型","钛合金","C0702021380100110457","C07020213801001104570000883","06947600322542","申报企业自主确认为非招标产品、非中选产品或中选部件的附件（如覆盖螺丝、中央螺丝等）产品之一"]
["5a110e2f-22ec-11eb-bf70-fa163e0a8baf","5a38a90d-ac24-11e9-8460-fa163e0a8baf","国械注准20193171890","牙种植体系统","常州百康特医疗器械有限公司","常州百康特医疗器械有限公司","a2a95a65982211ecb3f890e2ba8d9d30","牙种植体系统-基台","(B系骨水平基台预成型)BLNCN6.0-4.3","预成型","钛合金","C0702021380100110457","C07020213801001104570000886","06947600328209","申报企业自主确认为非招标产品、非中选产品或中选部件的附件（如覆盖螺丝、中央螺丝等）产品之一"]
["5a11112a-22ec-11eb-bf70-fa163e0a8baf","5a38a90d-ac24-11e9-8460-fa163e0a8baf","国械注准20193171890","牙种植体系统","常州百康特医疗器械有限公司","常州百康特医疗器械有限公司","a2a95a65982211ecb3f890e2ba8d9d30","牙种植体系统-基台","(B系骨水平基台预成型)BLRCN12.0-1.5","预成型","钛合金","C0702021380100110457","C07020213801001104570000888","06947600329305","申报企业自主确认为非招标产品、非中选产品或中选部件的附件（如覆盖螺丝、中央螺丝等）产品之一"]
["5a1112a7-22ec-11eb-bf70-fa163e0a8baf","5a38a90d-ac24-11e9-8460-fa163e0a8baf","国械注准20193171890","牙种植体系统","常州百康特医疗器械有限公司","常州百康特医疗器械有限公司","a2a95a65982211ecb3f890e2ba8d9d30","牙种植体系统-基台","(B系骨水平基台预成型)BLNCN6.0-1.9","预成型","钛合金","C0702021380100110457","C07020213801001104570000889","06947600327226","申报企业自主确认为非招标产品、非中选产品或中选部件的附件（如覆盖螺丝、中央螺丝等）产品之一"]
["5a111711-22ec-11eb-bf70-fa163e0a8baf","5a38a90d-ac24-11e9-8460-fa163e0a8baf","国械注准20193171890","牙种植体系统","常州百康特医疗器械有限公司","常州百康特医疗器械有限公司","a2a95a65982211ecb3f890e2ba8d9d30","牙种植体系统-基台","(B系骨水平基台预成型)BLNC6.5-1.9","预成型","钛合金","C0702021380100110457","C07020213801001104570000892","06947600321477","申报企业自主确认为非招标产品、非中选产品或中选部件的附件（如覆盖螺丝、中央螺丝等）产品之一"]
["5a11188b-22ec-11eb-bf70-fa163e0a8baf","5a38a90d-ac24-11e9-8460-fa163e0a8baf","国械注准20193171890","牙种植体系统","常州百康特医疗器械有限公司","常州百康特医疗器械有限公司","a2a95a65982211ecb3f890e2ba8d9d30","牙种植体系统-基台","(B系骨水平基台预成型)BLRCN6.0-2.9","预成型","钛合金","C0702021380100110457","C07020213801001104570000893","06947600329947","申报企业自主确认为非招标产品、非中选产品或中选部件的附件（如覆盖螺丝、中央螺丝等）产品之一"]
["5a111edf-22ec-11eb-bf70-fa163e0a8baf","5a38a90d-ac24-11e9-8460-fa163e0a8baf","国械注准20193171890","牙种植体系统","常州百康特医疗器械有限公司","常州百康特医疗器械有限公司","a2a95a65982211ecb3f890e2ba8d9d30","牙种植体系统-基台","(B系骨水平基台预成型)BLRCN10.0-4.9","预成型","钛合金","C0702021380100110457","C07020213801001104570000896","06947600331162","申报企业自主确认为非招标产品、非中选产品或中选部件的附件（如覆盖螺丝、中央螺丝等）产品之一"]
["5a11234e-22ec-11eb-bf70-fa163e0a8baf","5a38a90d-ac24-11e9-8460-fa163e0a8baf","国械注准20193171890","牙种植体系统","常州百康特医疗器械有限公司","常州百康特医疗器械有限公司","a2a95a65982211ecb3f890e2ba8d9d30","牙种植体系统-基台","(B系骨水平基台预成型)BLRCN10.0-6.5","预成型","钛合金","C0702021380100110457","C07020213801001104570000899","06947600332114","申报企业自主确认为非招标产品、非中选产品或中选部件的附件（如覆盖螺丝、中央螺丝等）产品之一"]
["5a112687-22ec-11eb-bf70-fa163e0a8baf","5a38a90d-ac24-11e9-8460-fa163e0a8baf","国械注准20193171890","牙种植体系统","常州百康特医疗器械有限公司","常州百康特医疗器械有限公司","a2a95a65982211ecb3f890e2ba8d9d30","牙种植体系统-基台","(B系骨水平基台预成型)BLNCN8.0-4.5","预成型","钛合金","C0702021380100110457","C07020213801001104570000901","06947600328384","申报企业自主确认为非招标产品、非中选产品或中选部件的附件（如覆盖螺丝、中央螺丝等）产品之一"]
["5a1127fe-22ec-11eb-bf70-fa163e0a8baf","5a38a90d-ac24-11e9-8460-fa163e0a8baf","国械注准20193171890","牙种植体系统","常州百康特医疗器械有限公司","常州百康特医疗器械有限公司","a2a95a65982211ecb3f890e2ba8d9d30","牙种植体系统-基台","(B系骨水平基台预成型)BLNC8.0-4.9","预成型","钛合金","C0702021380100110457","C07020213801001104570000902","06947600322764","申报企业自主确认为非招标产品、非中选产品或中选部件的附件（如覆盖螺丝、中央螺丝等）产品之一"]
["5a112c83-22ec-11eb-bf70-fa163e0a8baf","5a38a90d-ac24-11e9-8460-fa163e0a8baf","国械注准20193171890","牙种植体系统","常州百康特医疗器械有限公司","常州百康特医疗器械有限公司","a2a95a65982211ecb3f890e2ba8d9d30","牙种植体系统-基台","(B系骨水平基台预成型)BLNCN7.0-0.9","预成型","钛合金","C0702021380100110457","C07020213801001104570000905","06947600326823","申报企业自主确认为非招标产品、非中选产品或中选部件的附件（如覆盖螺丝、中央螺丝等）产品之一"]
["5a112e00-22ec-11eb-bf70-fa163e0a8baf","5a38a90d-ac24-11e9-8460-fa163e0a8baf","国械注准20193171890","牙种植体系统","常州百康特医疗器械有限公司","常州百康特医疗器械有限公司","a2a95a65982211ecb3f890e2ba8d9d30","牙种植体系统-基台","(B系骨水平基台预成型)BLRC9.0-6.5","预成型","钛合金","C0702021380100110457","C07020213801001104570000906","06947600326335","申报企业自主确认为非招标产品、非中选产品或中选部件的附件（如覆盖螺丝、中央螺丝等）产品之一"]
["5a1130eb-22ec-11eb-bf70-fa163e0a8baf","5a38a90d-ac24-11e9-8460-fa163e0a8baf","国械注准20193171890","牙种植体系统","常州百康特医疗器械有限公司","常州百康特医疗器械有限公司","a2a95a65982211ecb3f890e2ba8d9d30","牙种植体系统-基台","(B系骨水平基台预成型)BLNC6.0-4.5","预成型","钛合金","C0702021380100110457","C07020213801001104570000908","06947600322580","申报企业自主确认为非招标产品、非中选产品或中选部件的附件（如覆盖螺丝、中央螺丝等）产品之一"]
["5a113558-22ec-11eb-bf70-fa163e0a8baf","5a38a90d-ac24-11e9-8460-fa163e0a8baf","国械注准20193171890","牙种植体系统","常州百康特医疗器械有限公司","常州百康特医疗器械有限公司","a2a95a65982211ecb3f890e2ba8d9d30","牙种植体系统-基台","(B系骨水平基台预成型)BLRC7.5-3.5","预成型","钛合金","C0702021380100110457","C07020213801001104570000911","06947600324591","申报企业自主确认为非招标产品、非中选产品或中选部件的附件（如覆盖螺丝、中央螺丝等）产品之一"]
["5a1139bc-22ec-11eb-bf70-fa163e0a8baf","5a38a90d-ac24-11e9-8460-fa163e0a8baf","国械注准20193171890","牙种植体系统","常州百康特医疗器械有限公司","常州百康特医疗器械有限公司","a2a95a65982211ecb3f890e2ba8d9d30","牙种植体系统-基台","(B系骨水平基台预成型)BLRCN5.5-4.9","预成型","钛合金","C0702021380100110457","C07020213801001104570000914","06947600331070","申报企业自主确认为非招标产品、非中选产品或中选部件的附件（如覆盖螺丝、中央螺丝等）产品之一"]
["5a113b32-22ec-11eb-bf70-fa163e0a8baf","5a38a90d-ac24-11e9-8460-fa163e0a8baf","国械注准20193171890","牙种植体系统","常州百康特医疗器械有限公司","常州百康特医疗器械有限公司","a2a95a65982211ecb3f890e2ba8d9d30","牙种植体系统-基台","(B系骨水平基台预成型)BLRCN11.0-4.5","预成型","钛合金","C0702021380100110457","C07020213801001104570000915","06947600330998","申报企业自主确认为非招标产品、非中选产品或中选部件的附件（如覆盖螺丝、中央螺丝等）产品之一"]
["5a113f90-22ec-11eb-bf70-fa163e0a8baf","5a38a90d-ac24-11e9-8460-fa163e0a8baf","国械注准20193171890","牙种植体系统","常州百康特医疗器械有限公司","常州百康特医疗器械有限公司","a2a95a65982211ecb3f890e2ba8d9d30","牙种植体系统-基台","(B系骨水平基台预成型)BLNCN4.5-0.9","预成型","钛合金","C0702021380100110457","C07020213801001104570000918","06947600326779","申报企业自主确认为非招标产品、非中选产品或中选部件的附件（如覆盖螺丝、中央螺丝等）产品之一"]
["5a114525-22ec-11eb-bf70-fa163e0a8baf","5a38a90d-ac24-11e9-8460-fa163e0a8baf","国械注准20193171890","牙种植体系统","常州百康特医疗器械有限公司","常州百康特医疗器械有限公司","a2a95a65982211ecb3f890e2ba8d9d30","牙种植体系统-基台","(B系骨水平基台预成型)BLRCN6.5-5.3","预成型","钛合金","C0702021380100110457","C07020213801001104570000921","06947600331285","申报企业自主确认为非招标产品、非中选产品或中选部件的附件（如覆盖螺丝、中央螺丝等）产品之一"]
["5a1148b8-22ec-11eb-bf70-fa163e0a8baf","5a38a90d-ac24-11e9-8460-fa163e0a8baf","国械注准20193171890","牙种植体系统","常州百康特医疗器械有限公司","常州百康特医疗器械有限公司","a2a95a65982211ecb3f890e2ba8d9d30","牙种植体系统-基台","(B系骨水平基台预成型)BLRC10.5-6.5","预成型","钛合金","C0702021380100110457","C07020213801001104570000923","06947600326366","申报企业自主确认为非招标产品、非中选产品或中选部件的附件（如覆盖螺丝、中央螺丝等）产品之一"]
["5a114ade-22ec-11eb-bf70-fa163e0a8baf","5a38a90d-ac24-11e9-8460-fa163e0a8baf","国械注准20193171890","牙种植体系统","常州百康特医疗器械有限公司","常州百康特医疗器械有限公司","a2a95a65982211ecb3f890e2ba8d9d30","牙种植体系统-基台","(B系骨水平基台预成型)BLRCN11.5-1.9","预成型","钛合金","C0702021380100110457","C07020213801001104570000924","06947600329480","申报企业自主确认为非招标产品、非中选产品或中选部件的附件（如覆盖螺丝、中央螺丝等）产品之一"]
["5a115073-22ec-11eb-bf70-fa163e0a8baf","5a38a90d-ac24-11e9-8460-fa163e0a8baf","国械注准20193171890","牙种植体系统","常州百康特医疗器械有限公司","常州百康特医疗器械有限公司","a2a95a65982211ecb3f890e2ba8d9d30","牙种植体系统-基台","(B系骨水平基台预成型)BLRC13.0-0.9","预成型","钛合金","C0702021380100110457","C07020213801001104570000927","06947600323181","申报企业自主确认为非招标产品、非中选产品或中选部件的附件（如覆盖螺丝、中央螺丝等）产品之一"]
["5a1151ee-22ec-11eb-bf70-fa163e0a8baf","5a38a90d-ac24-11e9-8460-fa163e0a8baf","国械注准20193171890","牙种植体系统","常州百康特医疗器械有限公司","常州百康特医疗器械有限公司","a2a95a65982211ecb3f890e2ba8d9d30","牙种植体系统-基台","(B系骨水平基台预成型)BLNCN8.0-3.5","预成型","钛合金","C0702021380100110457","C07020213801001104570000928","06947600327967","申报企业自主确认为非招标产品、非中选产品或中选部件的附件（如覆盖螺丝、中央螺丝等）产品之一"]
["5a11564c-22ec-11eb-bf70-fa163e0a8baf","5a38a90d-ac24-11e9-8460-fa163e0a8baf","国械注准20193171890","牙种植体系统","常州百康特医疗器械有限公司","常州百康特医疗器械有限公司","a2a95a65982211ecb3f890e2ba8d9d30","牙种植体系统-基台","(B系骨水平基台预成型)BLRCN11.5-3.5","预成型","钛合金","C0702021380100110457","C07020213801001104570000931","06947600330431","申报企业自主确认为非招标产品、非中选产品或中选部件的附件（如覆盖螺丝、中央螺丝等）产品之一"]
["5a115945-22ec-11eb-bf70-fa163e0a8baf","5a38a90d-ac24-11e9-8460-fa163e0a8baf","国械注准20193171890","牙种植体系统","常州百康特医疗器械有限公司","常州百康特医疗器械有限公司","a2a95a65982211ecb3f890e2ba8d9d30","牙种植体系统-基台","(B系骨水平基台预成型)BLRCN11.0-3.9","预成型","钛合金","C0702021380100110457","C07020213801001104570000933","06947600330615","申报企业自主确认为非招标产品、非中选产品或中选部件的附件（如覆盖螺丝、中央螺丝等）产品之一"]
["5a115d92-22ec-11eb-bf70-fa163e0a8baf","5a38a90d-ac24-11e9-8460-fa163e0a8baf","国械注准20193171890","牙种植体系统","常州百康特医疗器械有限公司","常州百康特医疗器械有限公司","a2a95a65982211ecb3f890e2ba8d9d30","牙种植体系统-基台","(B系骨水平基台预成型)BLNCN9.5-2.3","预成型","钛合金","C0702021380100110457","C07020213801001104570000936","06947600327431","申报企业自主确认为非招标产品、非中选产品或中选部件的附件（如覆盖螺丝、中央螺丝等）产品之一"]
["5a116161-22ec-11eb-bf70-fa163e0a8baf","5a38a90d-ac24-11e9-8460-fa163e0a8baf","国械注准20193171890","牙种植体系统","常州百康特医疗器械有限公司","常州百康特医疗器械有限公司","a2a95a65982211ecb3f890e2ba8d9d30","牙种植体系统-基台","(B系骨水平基台预成型)BLRC11.0-0.5","预成型","钛合金","C0702021380100110457","C07020213801001104570000937","06947600322955","申报企业自主确认为非招标产品、非中选产品或中选部件的附件（如覆盖螺丝、中央螺丝等）产品之一"]
["5a116615-22ec-11eb-bf70-fa163e0a8baf","5a38a90d-ac24-11e9-8460-fa163e0a8baf","国械注准20193171890","牙种植体系统","常州百康特医疗器械有限公司","常州百康特医疗器械有限公司","a2a95a65982211ecb3f890e2ba8d9d30","牙种植体系统-基台","(B系骨水平基台预成型)BLNC6.0-1.9","预成型","钛合金","C0702021380100110457","C07020213801001104570000940","06947600321460","申报企业自主确认为非招标产品、非中选产品或中选部件的附件（如覆盖螺丝、中央螺丝等）产品之一"]
["5a116794-22ec-11eb-bf70-fa163e0a8baf","5a38a90d-ac24-11e9-8460-fa163e0a8baf","国械注准20193171890","牙种植体系统","常州百康特医疗器械有限公司","常州百康特医疗器械有限公司","a2a95a65982211ecb3f890e2ba8d9d30","牙种植体系统-基台","(B系骨水平基台预成型)BLRCN8.5-2.9","预成型","钛合金","C0702021380100110457","C07020213801001104570000941","06947600329998","申报企业自主确认为非招标产品、非中选产品或中选部件的附件（如覆盖螺丝、中央螺丝等）产品之一"]
["5a116dad-22ec-11eb-bf70-fa163e0a8baf","5a38a90d-ac24-11e9-8460-fa163e0a8baf","国械注准20193171890","牙种植体系统","常州百康特医疗器械有限公司","常州百康特医疗器械有限公司","a2a95a65982211ecb3f890e2ba8d9d30","牙种植体系统-基台","(B系骨水平基台预成型)BLRC13.0-2.3","预成型","钛合金","C0702021380100110457","C07020213801001104570000945","06947600323945","申报企业自主确认为非招标产品、非中选产品或中选部件的附件（如覆盖螺丝、中央螺丝等）产品之一"]
["5a116f31-22ec-11eb-bf70-fa163e0a8baf","5a38a90d-ac24-11e9-8460-fa163e0a8baf","国械注准20193171890","牙种植体系统","常州百康特医疗器械有限公司","常州百康特医疗器械有限公司","a2a95a65982211ecb3f890e2ba8d9d30","牙种植体系统-基台","(B系骨水平基台预成型)BLNC8.0-1.9","预成型","钛合金","C0702021380100110457","C07020213801001104570000946","06947600321507","申报企业自主确认为非招标产品、非中选产品或中选部件的附件（如覆盖螺丝、中央螺丝等）产品之一"]
["5a120058-22ec-11eb-bf70-fa163e0a8baf","5a38a90d-ac24-11e9-8460-fa163e0a8baf","国械注准20193171890","牙种植体系统","常州百康特医疗器械有限公司","常州百康特医疗器械有限公司","a2a95a65982211ecb3f890e2ba8d9d30","牙种植体系统-基台","(B系骨水平基台预成型)BLRCN9.5-0.9","预成型","钛合金","C0702021380100110457","C07020213801001104570000949","06947600328872","申报企业自主确认为非招标产品、非中选产品或中选部件的附件（如覆盖螺丝、中央螺丝等）产品之一"]
["5a1201eb-22ec-11eb-bf70-fa163e0a8baf","5a38a90d-ac24-11e9-8460-fa163e0a8baf","国械注准20193171890","牙种植体系统","常州百康特医疗器械有限公司","常州百康特医疗器械有限公司","a2a95a65982211ecb3f890e2ba8d9d30","牙种植体系统-基台","(B系骨水平基台预成型)BLRCN12.0-4.9","预成型","钛合金","C0702021380100110457","C07020213801001104570000950","06947600331209","申报企业自主确认为非招标产品、非中选产品或中选部件的附件（如覆盖螺丝、中央螺丝等）产品之一"]
["5a1207ff-22ec-11eb-bf70-fa163e0a8baf","5a38a90d-ac24-11e9-8460-fa163e0a8baf","国械注准20193171890","牙种植体系统","常州百康特医疗器械有限公司","常州百康特医疗器械有限公司","a2a95a65982211ecb3f890e2ba8d9d30","牙种植体系统-基台","(B系骨水平基台预成型)BLNCN3.5-4.3","预成型","钛合金","C0702021380100110457","C07020213801001104570000954","06947600328155","申报企业自主确认为非招标产品、非中选产品或中选部件的附件（如覆盖螺丝、中央螺丝等）产品之一"]
["5a12097a-22ec-11eb-bf70-fa163e0a8baf","5a38a90d-ac24-11e9-8460-fa163e0a8baf","国械注准20193171890","牙种植体系统","常州百康特医疗器械有限公司","常州百康特医疗器械有限公司","a2a95a65982211ecb3f890e2ba8d9d30","牙种植体系统-基台","(B系骨水平基台预成型)BLRC4.0-4.5","预成型","钛合金","C0702021380100110457","C07020213801001104570000955","06947600325093","申报企业自主确认为非招标产品、非中选产品或中选部件的附件（如覆盖螺丝、中央螺丝等）产品之一"]
["5a120de3-22ec-11eb-bf70-fa163e0a8baf","5a38a90d-ac24-11e9-8460-fa163e0a8baf","国械注准20193171890","牙种植体系统","常州百康特医疗器械有限公司","常州百康特医疗器械有限公司","a2a95a65982211ecb3f890e2ba8d9d30","牙种植体系统-基台","(B系骨水平基台预成型)BLNCN6.0-4.9","预成型","钛合金","C0702021380100110457","C07020213801001104570000958","06947600328483","申报企业自主确认为非招标产品、非中选产品或中选部件的附件（如覆盖螺丝、中央螺丝等）产品之一"]
["5a120fb5-22ec-11eb-bf70-fa163e0a8baf","5a38a90d-ac24-11e9-8460-fa163e0a8baf","国械注准20193171890","牙种植体系统","常州百康特医疗器械有限公司","常州百康特医疗器械有限公司","a2a95a65982211ecb3f890e2ba8d9d30","牙种植体系统-基台","(B系骨水平基台预成型)BLRC5.5-6.5","预成型","钛合金","C0702021380100110457","C07020213801001104570000959","06947600326267","申报企业自主确认为非招标产品、非中选产品或中选部件的附件（如覆盖螺丝、中央螺丝等）产品之一"]
["5a121425-22ec-11eb-bf70-fa163e0a8baf","5a38a90d-ac24-11e9-8460-fa163e0a8baf","国械注准20193171890","牙种植体系统","常州百康特医疗器械有限公司","常州百康特医疗器械有限公司","a2a95a65982211ecb3f890e2ba8d9d30","牙种植体系统-基台","(B系骨水平基台预成型)BLRC9.0-5.3","预成型","钛合金","C0702021380100110457","C07020213801001104570000962","06947600325574","申报企业自主确认为非招标产品、非中选产品或中选部件的附件（如覆盖螺丝、中央螺丝等）产品之一"]
["5a12170f-22ec-11eb-bf70-fa163e0a8baf","5a38a90d-ac24-11e9-8460-fa163e0a8baf","国械注准20193171890","牙种植体系统","常州百康特医疗器械有限公司","常州百康特医疗器械有限公司","a2a95a65982211ecb3f890e2ba8d9d30","牙种植体系统-基台","(B系骨水平基台预成型)BLRC5.0-5.5","预成型","钛合金","C0702021380100110457","C07020213801001104570000964","06947600325680","申报企业自主确认为非招标产品、非中选产品或中选部件的附件（如覆盖螺丝、中央螺丝等）产品之一"]
["5a121b71-22ec-11eb-bf70-fa163e0a8baf","5a38a90d-ac24-11e9-8460-fa163e0a8baf","国械注准20193171890","牙种植体系统","常州百康特医疗器械有限公司","常州百康特医疗器械有限公司","a2a95a65982211ecb3f890e2ba8d9d30","牙种植体系统-基台","(B系骨水平基台预成型)BLNCN6.5-2.5","预成型","钛合金","C0702021380100110457","C07020213801001104570000967","06947600327516","申报企业自主确认为非招标产品、非中选产品或中选部件的附件（如覆盖螺丝、中央螺丝等）产品之一"]
["5a121ce6-22ec-11eb-bf70-fa163e0a8baf","5a38a90d-ac24-11e9-8460-fa163e0a8baf","国械注准20193171890","牙种植体系统","常州百康特医疗器械有限公司","常州百康特医疗器械有限公司","a2a95a65982211ecb3f890e2ba8d9d30","牙种植体系统-基台","(B系骨水平基台预成型)BLRC12.5-2.5","预成型","钛合金","C0702021380100110457","C07020213801001104570000968","06947600324126","申报企业自主确认为非招标产品、非中选产品或中选部件的附件（如覆盖螺丝、中央螺丝等）产品之一"]
["5a1222f5-22ec-11eb-bf70-fa163e0a8baf","5a38a90d-ac24-11e9-8460-fa163e0a8baf","国械注准20193171890","牙种植体系统","常州百康特医疗器械有限公司","常州百康特医疗器械有限公司","a2a95a65982211ecb3f890e2ba8d9d30","牙种植体系统-基台","(B系骨水平基台预成型)BLRC6.5-0.9","预成型","钛合金","C0702021380100110457","C07020213801001104570000971","06947600323051","申报企业自主确认为非招标产品、非中选产品或中选部件的附件（如覆盖螺丝、中央螺丝等）产品之一"]
["5a1224a1-22ec-11eb-bf70-fa163e0a8baf","5a38a90d-ac24-11e9-8460-fa163e0a8baf","国械注准20193171890","牙种植体系统","常州百康特医疗器械有限公司","常州百康特医疗器械有限公司","a2a95a65982211ecb3f890e2ba8d9d30","牙种植体系统-基台","(B系骨水平基台预成型)BLNCN3.5-2.9","预成型","钛合金","C0702021380100110457","C07020213801001104570000972","06947600327592","申报企业自主确认为非招标产品、非中选产品或中选部件的附件（如覆盖螺丝、中央螺丝等）产品之一"]
["5a122913-22ec-11eb-bf70-fa163e0a8baf","5a38a90d-ac24-11e9-8460-fa163e0a8baf","国械注准20193171890","牙种植体系统","常州百康特医疗器械有限公司","常州百康特医疗器械有限公司","a2a95a65982211ecb3f890e2ba8d9d30","牙种植体系统-基台","(B系骨水平基台预成型)BLNCN7.5-2.9","预成型","钛合金","C0702021380100110457","C07020213801001104570000975","06947600327677","申报企业自主确认为非招标产品、非中选产品或中选部件的附件（如覆盖螺丝、中央螺丝等）产品之一"]
["5a122a8e-22ec-11eb-bf70-fa163e0a8baf","5a38a90d-ac24-11e9-8460-fa163e0a8baf","国械注准20193171890","牙种植体系统","常州百康特医疗器械有限公司","常州百康特医疗器械有限公司","a2a95a65982211ecb3f890e2ba8d9d30","牙种植体系统-基台","(B系骨水平基台预成型)BLNC4.5-1.9","预成型","钛合金","C0702021380100110457","C07020213801001104570000976","06947600321439","申报企业自主确认为非招标产品、非中选产品或中选部件的附件（如覆盖螺丝、中央螺丝等）产品之一"]
["5a1231a7-22ec-11eb-bf70-fa163e0a8baf","5a38a90d-ac24-11e9-8460-fa163e0a8baf","国械注准20193171890","牙种植体系统","常州百康特医疗器械有限公司","常州百康特医疗器械有限公司","a2a95a65982211ecb3f890e2ba8d9d30","牙种植体系统-基台","(B系骨水平基台预成型)BLRCN11.0-2.5","预成型","钛合金","C0702021380100110457","C07020213801001104570000980","06947600329855","申报企业自主确认为非招标产品、非中选产品或中选部件的附件（如覆盖螺丝、中央螺丝等）产品之一"]
["5a12331f-22ec-11eb-bf70-fa163e0a8baf","5a38a90d-ac24-11e9-8460-fa163e0a8baf","国械注准20193171890","牙种植体系统","常州百康特医疗器械有限公司","常州百康特医疗器械有限公司","a2a95a65982211ecb3f890e2ba8d9d30","牙种植体系统-基台","(B系骨水平基台预成型)BLRCN12.5-0.5","预成型","钛合金","C0702021380100110457","C07020213801001104570000981","06947600328742","申报企业自主确认为非招标产品、非中选产品或中选部件的附件（如覆盖螺丝、中央螺丝等）产品之一"]
["5a1238cb-22ec-11eb-bf70-fa163e0a8baf","5a38a90d-ac24-11e9-8460-fa163e0a8baf","国械注准20193171890","牙种植体系统","常州百康特医疗器械有限公司","常州百康特医疗器械有限公司","a2a95a65982211ecb3f890e2ba8d9d30","牙种植体系统-基台","(B系骨水平基台预成型)BLNCN9.5-4.5","预成型","钛合金","C0702021380100110457","C07020213801001104570000984","06947600328414","申报企业自主确认为非招标产品、非中选产品或中选部件的附件（如覆盖螺丝、中央螺丝等）产品之一"]
["5a123a56-22ec-11eb-bf70-fa163e0a8baf","5a38a90d-ac24-11e9-8460-fa163e0a8baf","国械注准20193171890","牙种植体系统","常州百康特医疗器械有限公司","常州百康特医疗器械有限公司","a2a95a65982211ecb3f890e2ba8d9d30","牙种植体系统-基台","(B系骨水平基台预成型)BLRC5.5-3.5","预成型","钛合金","C0702021380100110457","C07020213801001104570000985","06947600324553","申报企业自主确认为非招标产品、非中选产品或中选部件的附件（如覆盖螺丝、中央螺丝等）产品之一"]
["5a124051-22ec-11eb-bf70-fa163e0a8baf","5a38a90d-ac24-11e9-8460-fa163e0a8baf","国械注准20193171890","牙种植体系统","常州百康特医疗器械有限公司","常州百康特医疗器械有限公司","a2a95a65982211ecb3f890e2ba8d9d30","牙种植体系统-基台","(B系骨水平基台预成型)BLRCN6.0-0.9","预成型","钛合金","C0702021380100110457","C07020213801001104570000989","06947600328803","申报企业自主确认为非招标产品、非中选产品或中选部件的附件（如覆盖螺丝、中央螺丝等）产品之一"]
["5a1241c9-22ec-11eb-bf70-fa163e0a8baf","5a38a90d-ac24-11e9-8460-fa163e0a8baf","国械注准20193171890","牙种植体系统","常州百康特医疗器械有限公司","常州百康特医疗器械有限公司","a2a95a65982211ecb3f890e2ba8d9d30","牙种植体系统-基台","(B系骨水平基台预成型)BLRC7.5-4.9","预成型","钛合金","C0702021380100110457","C07020213801001104570000990","06947600325352","申报企业自主确认为非招标产品、非中选产品或中选部件的附件（如覆盖螺丝、中央螺丝等）产品之一"]
["5a124630-22ec-11eb-bf70-fa163e0a8baf","5a38a90d-ac24-11e9-8460-fa163e0a8baf","国械注准20193171890","牙种植体系统","常州百康特医疗器械有限公司","常州百康特医疗器械有限公司","a2a95a65982211ecb3f890e2ba8d9d30","牙种植体系统-基台","(B系骨水平基台预成型)BLRCN5.0-6.3","预成型","钛合金","C0702021380100110457","C07020213801001104570000993","06947600331827","申报企业自主确认为非招标产品、非中选产品或中选部件的附件（如覆盖螺丝、中央螺丝等）产品之一"]
["5a1247a7-22ec-11eb-bf70-fa163e0a8baf","5a38a90d-ac24-11e9-8460-fa163e0a8baf","国械注准20193171890","牙种植体系统","常州百康特医疗器械有限公司","常州百康特医疗器械有限公司","a2a95a65982211ecb3f890e2ba8d9d30","牙种植体系统-基台","(B系骨水平基台预成型)BLNCN8.5-3.3","预成型","钛合金","C0702021380100110457","C07020213801001104570000994","06947600327837","申报企业自主确认为非招标产品、非中选产品或中选部件的附件（如覆盖螺丝、中央螺丝等）产品之一"]
["5a124e74-22ec-11eb-bf70-fa163e0a8baf","5a38a90d-ac24-11e9-8460-fa163e0a8baf","国械注准20193171890","牙种植体系统","常州百康特医疗器械有限公司","常州百康特医疗器械有限公司","a2a95a65982211ecb3f890e2ba8d9d30","牙种植体系统-基台","(B系骨水平基台预成型)BLRCN8.5-0.9","预成型","钛合金","C0702021380100110457","C07020213801001104570000997","06947600328858","申报企业自主确认为非招标产品、非中选产品或中选部件的附件（如覆盖螺丝、中央螺丝等）产品之一"]
["5a125171-22ec-11eb-bf70-fa163e0a8baf","5a38a90d-ac24-11e9-8460-fa163e0a8baf","国械注准20193171890","牙种植体系统","常州百康特医疗器械有限公司","常州百康特医疗器械有限公司","a2a95a65982211ecb3f890e2ba8d9d30","牙种植体系统-基台","(B系骨水平基台预成型)BLRCN8.0-5.9","预成型","钛合金","C0702021380100110457","C07020213801001104570000999","06947600331698","申报企业自主确认为非招标产品、非中选产品或中选部件的附件（如覆盖螺丝、中央螺丝等）产品之一"]
["5a1255e4-22ec-11eb-bf70-fa163e0a8baf","5a38a90d-ac24-11e9-8460-fa163e0a8baf","国械注准20193171890","牙种植体系统","常州百康特医疗器械有限公司","常州百康特医疗器械有限公司","a2a95a65982211ecb3f890e2ba8d9d30","牙种植体系统-基台","(B系骨水平基台预成型)BLNCN10-4.3","预成型","钛合金","C0702021380100110457","C07020213801001104570001002","06947600328285","申报企业自主确认为非招标产品、非中选产品或中选部件的附件（如覆盖螺丝、中央螺丝等）产品之一"]
["5a12575e-22ec-11eb-bf70-fa163e0a8baf","5a38a90d-ac24-11e9-8460-fa163e0a8baf","国械注准20193171890","牙种植体系统","常州百康特医疗器械有限公司","常州百康特医疗器械有限公司","a2a95a65982211ecb3f890e2ba8d9d30","牙种植体系统-基台","(B系骨水平基台预成型)BLRCN5.5-5.9","预成型","钛合金","C0702021380100110457","C07020213801001104570001003","06947600331643","申报企业自主确认为非招标产品、非中选产品或中选部件的附件（如覆盖螺丝、中央螺丝等）产品之一"]
["5a125bf0-22ec-11eb-bf70-fa163e0a8baf","5a38a90d-ac24-11e9-8460-fa163e0a8baf","国械注准20193171890","牙种植体系统","常州百康特医疗器械有限公司","常州百康特医疗器械有限公司","a2a95a65982211ecb3f890e2ba8d9d30","牙种植体系统-基台","(B系骨水平基台预成型)BLRC9.0-1.9","预成型","钛合金","C0702021380100110457","C07020213801001104570001006","06947600323679","申报企业自主确认为非招标产品、非中选产品或中选部件的附件（如覆盖螺丝、中央螺丝等）产品之一"]
["5a125d96-22ec-11eb-bf70-fa163e0a8baf","5a38a90d-ac24-11e9-8460-fa163e0a8baf","国械注准20193171890","牙种植体系统","常州百康特医疗器械有限公司","常州百康特医疗器械有限公司","a2a95a65982211ecb3f890e2ba8d9d30","牙种植体系统-基台","(B系骨水平基台预成型)BLNC8.0-3.9","预成型","钛合金","C0702021380100110457","C07020213801001104570001007","06947600322344","申报企业自主确认为非招标产品、非中选产品或中选部件的附件（如覆盖螺丝、中央螺丝等）产品之一"]
["5a126091-22ec-11eb-bf70-fa163e0a8baf","5a38a90d-ac24-11e9-8460-fa163e0a8baf","国械注准20193171890","牙种植体系统","常州百康特医疗器械有限公司","常州百康特医疗器械有限公司","a2a95a65982211ecb3f890e2ba8d9d30","牙种植体系统-基台","(B系骨水平基台预成型)BLRCN8.0-3.5","预成型","钛合金","C0702021380100110457","C07020213801001104570001009","06947600330363","申报企业自主确认为非招标产品、非中选产品或中选部件的附件（如覆盖螺丝、中央螺丝等）产品之一"]
["5a1264fd-22ec-11eb-bf70-fa163e0a8baf","5a38a90d-ac24-11e9-8460-fa163e0a8baf","国械注准20193171890","牙种植体系统","常州百康特医疗器械有限公司","常州百康特医疗器械有限公司","a2a95a65982211ecb3f890e2ba8d9d30","牙种植体系统-基台","(B系骨水平基台预成型)BLNCN8.5-1.9","预成型","钛合金","C0702021380100110457","C07020213801001104570001012","06947600327271","申报企业自主确认为非招标产品、非中选产品或中选部件的附件（如覆盖螺丝、中央螺丝等）产品之一"]
["5a12697d-22ec-11eb-bf70-fa163e0a8baf","5a38a90d-ac24-11e9-8460-fa163e0a8baf","国械注准20193171890","牙种植体系统","常州百康特医疗器械有限公司","常州百康特医疗器械有限公司","a2a95a65982211ecb3f890e2ba8d9d30","牙种植体系统-基台","(B系骨水平基台预成型)BLNCN3.5-4.5","预成型","钛合金","C0702021380100110457","C07020213801001104570001015","06947600328292","申报企业自主确认为非招标产品、非中选产品或中选部件的附件（如覆盖螺丝、中央螺丝等）产品之一"]
["5a126af4-22ec-11eb-bf70-fa163e0a8baf","5a38a90d-ac24-11e9-8460-fa163e0a8baf","国械注准20193171890","牙种植体系统","常州百康特医疗器械有限公司","常州百康特医疗器械有限公司","a2a95a65982211ecb3f890e2ba8d9d30","牙种植体系统-基台","(B系骨水平基台预成型)BLNCN8.5-4.9","预成型","钛合金","C0702021380100110457","C07020213801001104570001016","06947600328537","申报企业自主确认为非招标产品、非中选产品或中选部件的附件（如覆盖螺丝、中央螺丝等）产品之一"]
["5a126f52-22ec-11eb-bf70-fa163e0a8baf","5a38a90d-ac24-11e9-8460-fa163e0a8baf","国械注准20193171890","牙种植体系统","常州百康特医疗器械有限公司","常州百康特医疗器械有限公司","a2a95a65982211ecb3f890e2ba8d9d30","牙种植体系统-基台","(B系骨水平基台预成型)BLNC8.5-0.5","预成型","钛合金","C0702021380100110457","C07020213801001104570001019","06947600320951","申报企业自主确认为非招标产品、非中选产品或中选部件的附件（如覆盖螺丝、中央螺丝等）产品之一"]
["5a1273bd-22ec-11eb-bf70-fa163e0a8baf","5a38a90d-ac24-11e9-8460-fa163e0a8baf","国械注准20193171890","牙种植体系统","常州百康特医疗器械有限公司","常州百康特医疗器械有限公司","a2a95a65982211ecb3f890e2ba8d9d30","牙种植体系统-基台","(B系骨水平基台预成型)BLRC12.0-3.9","预成型","钛合金","C0702021380100110457","C07020213801001104570001022","06947600324874","申报企业自主确认为非招标产品、非中选产品或中选部件的附件（如覆盖螺丝、中央螺丝等）产品之一"]
["5a1276aa-22ec-11eb-bf70-fa163e0a8baf","5a38a90d-ac24-11e9-8460-fa163e0a8baf","国械注准20193171890","牙种植体系统","常州百康特医疗器械有限公司","常州百康特医疗器械有限公司","a2a95a65982211ecb3f890e2ba8d9d30","牙种植体系统-基台","(B系骨水平基台预成型)BLNC3.5-4.9","预成型","钛合金","C0702021380100110457","C07020213801001104570001024","06947600322672","申报企业自主确认为非招标产品、非中选产品或中选部件的附件（如覆盖螺丝、中央螺丝等）产品之一"]
["5a127822-22ec-11eb-bf70-fa163e0a8baf","5a38a90d-ac24-11e9-8460-fa163e0a8baf","国械注准20193171890","牙种植体系统","常州百康特医疗器械有限公司","常州百康特医疗器械有限公司","a2a95a65982211ecb3f890e2ba8d9d30","牙种植体系统-基台","(B系骨水平基台预成型)BLRC7.0-0.5","预成型","钛合金","C0702021380100110457","C07020213801001104570001025","06947600322870","申报企业自主确认为非招标产品、非中选产品或中选部件的附件（如覆盖螺丝、中央螺丝等）产品之一"]
["5a127caa-22ec-11eb-bf70-fa163e0a8baf","5a38a90d-ac24-11e9-8460-fa163e0a8baf","国械注准20193171890","牙种植体系统","常州百康特医疗器械有限公司","常州百康特医疗器械有限公司","a2a95a65982211ecb3f890e2ba8d9d30","牙种植体系统-基台","(B系骨水平基台预成型)BLNC3.5-2.9","预成型","钛合金","C0702021380100110457","C07020213801001104570001028","06947600321835","申报企业自主确认为非招标产品、非中选产品或中选部件的附件（如覆盖螺丝、中央螺丝等）产品之一"]
["5a127e1f-22ec-11eb-bf70-fa163e0a8baf","5a38a90d-ac24-11e9-8460-fa163e0a8baf","国械注准20193171890","牙种植体系统","常州百康特医疗器械有限公司","常州百康特医疗器械有限公司","a2a95a65982211ecb3f890e2ba8d9d30","牙种植体系统-基台","(B系骨水平基台预成型)BLRCN6.5-1.5","预成型","钛合金","C0702021380100110457","C07020213801001104570001029","06947600329190","申报企业自主确认为非招标产品、非中选产品或中选部件的附件（如覆盖螺丝、中央螺丝等）产品之一"]
["5a12829b-22ec-11eb-bf70-fa163e0a8baf","5a38a90d-ac24-11e9-8460-fa163e0a8baf","国械注准20193171890","牙种植体系统","常州百康特医疗器械有限公司","常州百康特医疗器械有限公司","a2a95a65982211ecb3f890e2ba8d9d30","牙种植体系统-基台","(B系骨水平基台预成型)BLNCN8.0-1.3","预成型","钛合金","C0702021380100110457","C07020213801001104570001032","06947600326984","申报企业自主确认为非招标产品、非中选产品或中选部件的附件（如覆盖螺丝、中央螺丝等）产品之一"]
["5a1285c4-22ec-11eb-bf70-fa163e0a8baf","5a38a90d-ac24-11e9-8460-fa163e0a8baf","国械注准20193171890","牙种植体系统","常州百康特医疗器械有限公司","常州百康特医疗器械有限公司","a2a95a65982211ecb3f890e2ba8d9d30","牙种植体系统-基台","(B系骨水平基台预成型)BLRC9.0-2.9","预成型","钛合金","C0702021380100110457","C07020213801001104570001034","06947600324249","申报企业自主确认为非招标产品、非中选产品或中选部件的附件（如覆盖螺丝、中央螺丝等）产品之一"]
["5a128a53-22ec-11eb-bf70-fa163e0a8baf","5a38a90d-ac24-11e9-8460-fa163e0a8baf","国械注准20193171890","牙种植体系统","常州百康特医疗器械有限公司","常州百康特医疗器械有限公司","a2a95a65982211ecb3f890e2ba8d9d30","牙种植体系统-基台","(B系骨水平基台预成型)BLRC9.5-4.5","预成型","钛合金","C0702021380100110457","C07020213801001104570001037","06947600325208","申报企业自主确认为非招标产品、非中选产品或中选部件的附件（如覆盖螺丝、中央螺丝等）产品之一"]
["5a128e4f-22ec-11eb-bf70-fa163e0a8baf","5a38a90d-ac24-11e9-8460-fa163e0a8baf","国械注准20193171890","牙种植体系统","常州百康特医疗器械有限公司","常州百康特医疗器械有限公司","a2a95a65982211ecb3f890e2ba8d9d30","牙种植体系统-基台","(B系骨水平基台预成型)BLNC9.5-1.5","预成型","钛合金","C0702021380100110457","C07020213801001104570001038","06947600321392","申报企业自主确认为非招标产品、非中选产品或中选部件的附件（如覆盖螺丝、中央螺丝等）产品之一"]
["5a1292fe-22ec-11eb-bf70-fa163e0a8baf","5a38a90d-ac24-11e9-8460-fa163e0a8baf","国械注准20193171890","牙种植体系统","常州百康特医疗器械有限公司","常州百康特医疗器械有限公司","a2a95a65982211ecb3f890e2ba8d9d30","牙种植体系统-基台","(B系骨水平基台预成型)BLRCN6.5-3.9","预成型","钛合金","C0702021380100110457","C07020213801001104570001041","06947600330523","申报企业自主确认为非招标产品、非中选产品或中选部件的附件（如覆盖螺丝、中央螺丝等）产品之一"]
["5a12f3e6-22ec-11eb-bf70-fa163e0a8baf","5a38a90d-ac24-11e9-8460-fa163e0a8baf","国械注准20193171890","牙种植体系统","常州百康特医疗器械有限公司","常州百康特医疗器械有限公司","a2a95a65982211ecb3f890e2ba8d9d30","牙种植体系统-基台","(B系骨水平基台预成型)BLRCN8.0-3.9","预成型","钛合金","C0702021380100110457","C07020213801001104570001042","06947600330554","申报企业自主确认为非招标产品、非中选产品或中选部件的附件（如覆盖螺丝、中央螺丝等）产品之一"]
["5a12fa6c-22ec-11eb-bf70-fa163e0a8baf","5a38a90d-ac24-11e9-8460-fa163e0a8baf","国械注准20193171890","牙种植体系统","常州百康特医疗器械有限公司","常州百康特医疗器械有限公司","a2a95a65982211ecb3f890e2ba8d9d30","牙种植体系统-基台","(B系骨水平基台预成型)BLRC9.5-4.9","预成型","钛合金","C0702021380100110457","C07020213801001104570001046","06947600325390","申报企业自主确认为非招标产品、非中选产品或中选部件的附件（如覆盖螺丝、中央螺丝等）产品之一"]
["5a12fbee-22ec-11eb-bf70-fa163e0a8baf","5a38a90d-ac24-11e9-8460-fa163e0a8baf","国械注准20193171890","牙种植体系统","常州百康特医疗器械有限公司","常州百康特医疗器械有限公司","a2a95a65982211ecb3f890e2ba8d9d30","牙种植体系统-基台","(B系骨水平基台预成型)BLNC10-2.9","预成型","钛合金","C0702021380100110457","C07020213801001104570001047","06947600321965","申报企业自主确认为非招标产品、非中选产品或中选部件的附件（如覆盖螺丝、中央螺丝等）产品之一"]
["5a130061-22ec-11eb-bf70-fa163e0a8baf","5a38a90d-ac24-11e9-8460-fa163e0a8baf","国械注准20193171890","牙种植体系统","常州百康特医疗器械有限公司","常州百康特医疗器械有限公司","a2a95a65982211ecb3f890e2ba8d9d30","牙种植体系统-基台","(B系骨水平基台预成型)BLNC5.5-1.3","预成型","钛合金","C0702021380100110457","C07020213801001104570001050","06947600321170","申报企业自主确认为非招标产品、非中选产品或中选部件的附件（如覆盖螺丝、中央螺丝等）产品之一"]
["5a13035d-22ec-11eb-bf70-fa163e0a8baf","5a38a90d-ac24-11e9-8460-fa163e0a8baf","国械注准20193171890","牙种植体系统","常州百康特医疗器械有限公司","常州百康特医疗器械有限公司","a2a95a65982211ecb3f890e2ba8d9d30","牙种植体系统-基台","(B系骨水平基台预成型)BLNCN5.5-2.9","预成型","钛合金","C0702021380100110457","C07020213801001104570001051","06947600327639","申报企业自主确认为非招标产品、非中选产品或中选部件的附件（如覆盖螺丝、中央螺丝等）产品之一"]
["5a130801-22ec-11eb-bf70-fa163e0a8baf","5a38a90d-ac24-11e9-8460-fa163e0a8baf","国械注准20193171890","牙种植体系统","常州百康特医疗器械有限公司","常州百康特医疗器械有限公司","a2a95a65982211ecb3f890e2ba8d9d30","牙种植体系统-基台","(B系骨水平基台预成型)BLRC11.5-5.5","预成型","钛合金","C0702021380100110457","C07020213801001104570001054","06947600325819","申报企业自主确认为非招标产品、非中选产品或中选部件的附件（如覆盖螺丝、中央螺丝等）产品之一"]
["5a130c66-22ec-11eb-bf70-fa163e0a8baf","5a38a90d-ac24-11e9-8460-fa163e0a8baf","国械注准20193171890","牙种植体系统","常州百康特医疗器械有限公司","常州百康特医疗器械有限公司","a2a95a65982211ecb3f890e2ba8d9d30","牙种植体系统-基台","(B系骨水平基台预成型)BLNC10-4.5","预成型","钛合金","C0702021380100110457","C07020213801001104570001057","06947600322665","申报企业自主确认为非招标产品、非中选产品或中选部件的附件（如覆盖螺丝、中央螺丝等）产品之一"]
["5a130f4a-22ec-11eb-bf70-fa163e0a8baf","5a38a90d-ac24-11e9-8460-fa163e0a8baf","国械注准20193171890","牙种植体系统","常州百康特医疗器械有限公司","常州百康特医疗器械有限公司","a2a95a65982211ecb3f890e2ba8d9d30","牙种植体系统-基台","(B系骨水平基台预成型)BLRC8.0-4.5","预成型","钛合金","C0702021380100110457","C07020213801001104570001059","06947600325178","申报企业自主确认为非招标产品、非中选产品或中选部件的附件（如覆盖螺丝、中央螺丝等）产品之一"]
["5a1310cb-22ec-11eb-bf70-fa163e0a8baf","5a38a90d-ac24-11e9-8460-fa163e0a8baf","国械注准20193171890","牙种植体系统","常州百康特医疗器械有限公司","常州百康特医疗器械有限公司","a2a95a65982211ecb3f890e2ba8d9d30","牙种植体系统-基台","(B系骨水平基台预成型)BLRC7.0-3.9","预成型","钛合金","C0702021380100110457","C07020213801001104570001060","06947600324775","申报企业自主确认为非招标产品、非中选产品或中选部件的附件（如覆盖螺丝、中央螺丝等）产品之一"]
["5a13153d-22ec-11eb-bf70-fa163e0a8baf","5a38a90d-ac24-11e9-8460-fa163e0a8baf","国械注准20193171890","牙种植体系统","常州百康特医疗器械有限公司","常州百康特医疗器械有限公司","a2a95a65982211ecb3f890e2ba8d9d30","牙种植体系统-基台","(B系骨水平基台预成型)BLRCN9.5-3.3","预成型","钛合金","C0702021380100110457","C07020213801001104570001063","06947600330202","申报企业自主确认为非招标产品、非中选产品或中选部件的附件（如覆盖螺丝、中央螺丝等）产品之一"]
["5a1316b0-22ec-11eb-bf70-fa163e0a8baf","5a38a90d-ac24-11e9-8460-fa163e0a8baf","国械注准20193171890","牙种植体系统","常州百康特医疗器械有限公司","常州百康特医疗器械有限公司","a2a95a65982211ecb3f890e2ba8d9d30","牙种植体系统-基台","(B系骨水平基台预成型)BLNCN3.5-1.9","预成型","钛合金","C0702021380100110457","C07020213801001104570001064","06947600327172","申报企业自主确认为非招标产品、非中选产品或中选部件的附件（如覆盖螺丝、中央螺丝等）产品之一"]
["5a131c6f-22ec-11eb-bf70-fa163e0a8baf","5a38a90d-ac24-11e9-8460-fa163e0a8baf","国械注准20193171890","牙种植体系统","常州百康特医疗器械有限公司","常州百康特医疗器械有限公司","a2a95a65982211ecb3f890e2ba8d9d30","牙种植体系统-基台","(B系骨水平基台预成型)BLRCN11.5-3.9","预成型","钛合金","C0702021380100110457","C07020213801001104570001067","06947600330622","申报企业自主确认为非招标产品、非中选产品或中选部件的附件（如覆盖螺丝、中央螺丝等）产品之一"]
["5a131f73-22ec-11eb-bf70-fa163e0a8baf","5a38a90d-ac24-11e9-8460-fa163e0a8baf","国械注准20193171890","牙种植体系统","常州百康特医疗器械有限公司","常州百康特医疗器械有限公司","a2a95a65982211ecb3f890e2ba8d9d30","牙种植体系统-基台","(B系骨水平基台预成型)BLNCN3.5-1.5","预成型","钛合金","C0702021380100110457","C07020213801001104570001069","06947600327035","申报企业自主确认为非招标产品、非中选产品或中选部件的附件（如覆盖螺丝、中央螺丝等）产品之一"]
["5a13244a-22ec-11eb-bf70-fa163e0a8baf","5a38a90d-ac24-11e9-8460-fa163e0a8baf","国械注准20193171890","牙种植体系统","常州百康特医疗器械有限公司","常州百康特医疗器械有限公司","a2a95a65982211ecb3f890e2ba8d9d30","牙种植体系统-基台","(B系骨水平基台预成型)BLRC9.0-3.9","预成型","钛合金","C0702021380100110457","C07020213801001104570001072","06947600324812","申报企业自主确认为非招标产品、非中选产品或中选部件的附件（如覆盖螺丝、中央螺丝等）产品之一"]
["5a1325c1-22ec-11eb-bf70-fa163e0a8baf","5a38a90d-ac24-11e9-8460-fa163e0a8baf","国械注准20193171890","牙种植体系统","常州百康特医疗器械有限公司","常州百康特医疗器械有限公司","a2a95a65982211ecb3f890e2ba8d9d30","牙种植体系统-基台","(B系骨水平基台预成型)BLRC12.0-0.9","预成型","钛合金","C0702021380100110457","C07020213801001104570001073","06947600323167","申报企业自主确认为非招标产品、非中选产品或中选部件的附件（如覆盖螺丝、中央螺丝等）产品之一"]
["5a132a37-22ec-11eb-bf70-fa163e0a8baf","5a38a90d-ac24-11e9-8460-fa163e0a8baf","国械注准20193171890","牙种植体系统","常州百康特医疗器械有限公司","常州百康特医疗器械有限公司","a2a95a65982211ecb3f890e2ba8d9d30","牙种植体系统-基台","(B系骨水平基台预成型)BLNC4.5-3.3","预成型","钛合金","C0702021380100110457","C07020213801001104570001076","06947600321996","申报企业自主确认为非招标产品、非中选产品或中选部件的附件（如覆盖螺丝、中央螺丝等）产品之一"]
["5a132bb1-22ec-11eb-bf70-fa163e0a8baf","5a38a90d-ac24-11e9-8460-fa163e0a8baf","国械注准20193171890","牙种植体系统","常州百康特医疗器械有限公司","常州百康特医疗器械有限公司","a2a95a65982211ecb3f890e2ba8d9d30","牙种植体系统-基台","(B系骨水平基台预成型)BLNC6.5-3.5","预成型","钛合金","C0702021380100110457","C07020213801001104570001077","06947600322177","申报企业自主确认为非招标产品、非中选产品或中选部件的附件（如覆盖螺丝、中央螺丝等）产品之一"]
["5a13318c-22ec-11eb-bf70-fa163e0a8baf","5a38a90d-ac24-11e9-8460-fa163e0a8baf","国械注准20193171890","牙种植体系统","常州百康特医疗器械有限公司","常州百康特医疗器械有限公司","a2a95a65982211ecb3f890e2ba8d9d30","牙种植体系统-基台","(B系骨水平基台预成型)BLRC8.5-5.9","预成型","钛合金","C0702021380100110457","C07020213801001104570001081","06947600325949","申报企业自主确认为非招标产品、非中选产品或中选部件的附件（如覆盖螺丝、中央螺丝等）产品之一"]
["5a133303-22ec-11eb-bf70-fa163e0a8baf","5a38a90d-ac24-11e9-8460-fa163e0a8baf","国械注准20193171890","牙种植体系统","常州百康特医疗器械有限公司","常州百康特医疗器械有限公司","a2a95a65982211ecb3f890e2ba8d9d30","牙种植体系统-基台","(B系骨水平基台预成型)BLRC7.5-4.3","预成型","钛合金","C0702021380100110457","C07020213801001104570001082","06947600324973","申报企业自主确认为非招标产品、非中选产品或中选部件的附件（如覆盖螺丝、中央螺丝等）产品之一"]
["5a13376b-22ec-11eb-bf70-fa163e0a8baf","5a38a90d-ac24-11e9-8460-fa163e0a8baf","国械注准20193171890","牙种植体系统","常州百康特医疗器械有限公司","常州百康特医疗器械有限公司","a2a95a65982211ecb3f890e2ba8d9d30","牙种植体系统-基台","(B系骨水平基台预成型)BLNC4.5-0.5","预成型","钛合金","C0702021380100110457","C07020213801001104570001085","06947600320876","申报企业自主确认为非招标产品、非中选产品或中选部件的附件（如覆盖螺丝、中央螺丝等）产品之一"]
["5a1338e5-22ec-11eb-bf70-fa163e0a8baf","5a38a90d-ac24-11e9-8460-fa163e0a8baf","国械注准20193171890","牙种植体系统","常州百康特医疗器械有限公司","常州百康特医疗器械有限公司","a2a95a65982211ecb3f890e2ba8d9d30","牙种植体系统-基台","(B系骨水平基台预成型)BLNCN5.0-4.9","预成型","钛合金","C0702021380100110457","C07020213801001104570001086","06947600328469","申报企业自主确认为非招标产品、非中选产品或中选部件的附件（如覆盖螺丝、中央螺丝等）产品之一"]
["5a133eb5-22ec-11eb-bf70-fa163e0a8baf","5a38a90d-ac24-11e9-8460-fa163e0a8baf","国械注准20193171890","牙种植体系统","常州百康特医疗器械有限公司","常州百康特医疗器械有限公司","a2a95a65982211ecb3f890e2ba8d9d30","牙种植体系统-基台","(B系骨水平基台预成型)BLRCN6.0-3.3","预成型","钛合金","C0702021380100110457","C07020213801001104570001090","06947600330134","申报企业自主确认为非招标产品、非中选产品或中选部件的附件（如覆盖螺丝、中央螺丝等）产品之一"]
["5a13402b-22ec-11eb-bf70-fa163e0a8baf","5a38a90d-ac24-11e9-8460-fa163e0a8baf","国械注准20193171890","牙种植体系统","常州百康特医疗器械有限公司","常州百康特医疗器械有限公司","a2a95a65982211ecb3f890e2ba8d9d30","牙种植体系统-基台","(B系骨水平基台预成型)BLNC5.0-4.5","预成型","钛合金","C0702021380100110457","C07020213801001104570001091","06947600322566","申报企业自主确认为非招标产品、非中选产品或中选部件的附件（如覆盖螺丝、中央螺丝等）产品之一"]
["5a13447b-22ec-11eb-bf70-fa163e0a8baf","5a38a90d-ac24-11e9-8460-fa163e0a8baf","国械注准20193171890","牙种植体系统","常州百康特医疗器械有限公司","常州百康特医疗器械有限公司","a2a95a65982211ecb3f890e2ba8d9d30","牙种植体系统-基台","(B系骨水平基台预成型)BLNC5.5-3.5","预成型","钛合金","C0702021380100110457","C07020213801001104570001094","06947600322153","申报企业自主确认为非招标产品、非中选产品或中选部件的附件（如覆盖螺丝、中央螺丝等）产品之一"]
["5a1345eb-22ec-11eb-bf70-fa163e0a8baf","5a38a90d-ac24-11e9-8460-fa163e0a8baf","国械注准20193171890","牙种植体系统","常州百康特医疗器械有限公司","常州百康特医疗器械有限公司","a2a95a65982211ecb3f890e2ba8d9d30","牙种植体系统-基台","(B系骨水平基台预成型)BLRCN8.5-3.5","预成型","钛合金","C0702021380100110457","C07020213801001104570001095","06947600330370","申报企业自主确认为非招标产品、非中选产品或中选部件的附件（如覆盖螺丝、中央螺丝等）产品之一"]
["5a134a7b-22ec-11eb-bf70-fa163e0a8baf","5a38a90d-ac24-11e9-8460-fa163e0a8baf","国械注准20193171890","牙种植体系统","常州百康特医疗器械有限公司","常州百康特医疗器械有限公司","a2a95a65982211ecb3f890e2ba8d9d30","牙种植体系统-基台","(B系骨水平基台预成型)BLRCN5.5-1.5","预成型","钛合金","C0702021380100110457","C07020213801001104570001098","06947600329176","申报企业自主确认为非招标产品、非中选产品或中选部件的附件（如覆盖螺丝、中央螺丝等）产品之一"]
["5a134ef1-22ec-11eb-bf70-fa163e0a8baf","5a38a90d-ac24-11e9-8460-fa163e0a8baf","国械注准20193171890","牙种植体系统","常州百康特医疗器械有限公司","常州百康特医疗器械有限公司","a2a95a65982211ecb3f890e2ba8d9d30","牙种植体系统-基台","(B系骨水平基台预成型)BLNC8.5-2.5","预成型","钛合金","C0702021380100110457","C07020213801001104570001100","06947600321798","申报企业自主确认为非招标产品、非中选产品或中选部件的附件（如覆盖螺丝、中央螺丝等）产品之一"]
["5a1354ff-22ec-11eb-bf70-fa163e0a8baf","5a38a90d-ac24-11e9-8460-fa163e0a8baf","国械注准20193171890","牙种植体系统","常州百康特医疗器械有限公司","常州百康特医疗器械有限公司","a2a95a65982211ecb3f890e2ba8d9d30","牙种植体系统-基台","(B系骨水平基台预成型)BLRC7.0-6.9","预成型","钛合金","C0702021380100110457","C07020213801001104570001103","06947600326489","申报企业自主确认为非招标产品、非中选产品或中选部件的附件（如覆盖螺丝、中央螺丝等）产品之一"]
["5a1356ac-22ec-11eb-bf70-fa163e0a8baf","5a38a90d-ac24-11e9-8460-fa163e0a8baf","国械注准20193171890","牙种植体系统","常州百康特医疗器械有限公司","常州百康特医疗器械有限公司","a2a95a65982211ecb3f890e2ba8d9d30","牙种植体系统-基台","(B系骨水平基台预成型)BLNC3.5-0.9","预成型","钛合金","C0702021380100110457","C07020213801001104570001104","06947600320999","申报企业自主确认为非招标产品、非中选产品或中选部件的附件（如覆盖螺丝、中央螺丝等）产品之一"]
["5a135b19-22ec-11eb-bf70-fa163e0a8baf","5a38a90d-ac24-11e9-8460-fa163e0a8baf","国械注准20193171890","牙种植体系统","常州百康特医疗器械有限公司","常州百康特医疗器械有限公司","a2a95a65982211ecb3f890e2ba8d9d30","牙种植体系统-基台","(B系骨水平基台预成型)BLNC6.5-0.5","预成型","钛合金","C0702021380100110457","C07020213801001104570001107","06947600320913","申报企业自主确认为非招标产品、非中选产品或中选部件的附件（如覆盖螺丝、中央螺丝等）产品之一"]
["5a135c8c-22ec-11eb-bf70-fa163e0a8baf","5a38a90d-ac24-11e9-8460-fa163e0a8baf","国械注准20193171890","牙种植体系统","常州百康特医疗器械有限公司","常州百康特医疗器械有限公司","a2a95a65982211ecb3f890e2ba8d9d30","牙种植体系统-基台","(B系骨水平基台预成型)BLNCN4.5-1.9","预成型","钛合金","C0702021380100110457","C07020213801001104570001108","06947600327196","申报企业自主确认为非招标产品、非中选产品或中选部件的附件（如覆盖螺丝、中央螺丝等）产品之一"]
["5a135f75-22ec-11eb-bf70-fa163e0a8baf","5a38a90d-ac24-11e9-8460-fa163e0a8baf","国械注准20193171890","牙种植体系统","常州百康特医疗器械有限公司","常州百康特医疗器械有限公司","a2a95a65982211ecb3f890e2ba8d9d30","牙种植体系统-基台","(B系骨水平基台预成型)BLRCN9.0-1.3","预成型","钛合金","C0702021380100110457","C07020213801001104570001110","06947600329053","申报企业自主确认为非招标产品、非中选产品或中选部件的附件（如覆盖螺丝、中央螺丝等）产品之一"]
["5a1363d8-22ec-11eb-bf70-fa163e0a8baf","5a38a90d-ac24-11e9-8460-fa163e0a8baf","国械注准20193171890","牙种植体系统","常州百康特医疗器械有限公司","常州百康特医疗器械有限公司","a2a95a65982211ecb3f890e2ba8d9d30","牙种植体系统-基台","(B系骨水平基台预成型)BLNCN4.0-2.3","预成型","钛合金","C0702021380100110457","C07020213801001104570001113","06947600327325","申报企业自主确认为非招标产品、非中选产品或中选部件的附件（如覆盖螺丝、中央螺丝等）产品之一"]
["5a13683a-22ec-11eb-bf70-fa163e0a8baf","5a38a90d-ac24-11e9-8460-fa163e0a8baf","国械注准20193171890","牙种植体系统","常州百康特医疗器械有限公司","常州百康特医疗器械有限公司","a2a95a65982211ecb3f890e2ba8d9d30","牙种植体系统-基台","(B系骨水平基台预成型)BLRC9.5-6.5","预成型","钛合金","C0702021380100110457","C07020213801001104570001116","06947600326342","申报企业自主确认为非招标产品、非中选产品或中选部件的附件（如覆盖螺丝、中央螺丝等）产品之一"]
["5a1369af-22ec-11eb-bf70-fa163e0a8baf","5a38a90d-ac24-11e9-8460-fa163e0a8baf","国械注准20193171890","牙种植体系统","常州百康特医疗器械有限公司","常州百康特医疗器械有限公司","a2a95a65982211ecb3f890e2ba8d9d30","牙种植体系统-基台","(B系骨水平基台预成型)BLRC5.0-1.3","预成型","钛合金","C0702021380100110457","C07020213801001104570001117","06947600323211","申报企业自主确认为非招标产品、非中选产品或中选部件的附件（如覆盖螺丝、中央螺丝等）产品之一"]
["5a136e10-22ec-11eb-bf70-fa163e0a8baf","5a38a90d-ac24-11e9-8460-fa163e0a8baf","国械注准20193171890","牙种植体系统","常州百康特医疗器械有限公司","常州百康特医疗器械有限公司","a2a95a65982211ecb3f890e2ba8d9d30","牙种植体系统-基台","(B系骨水平基台预成型)BLRC11.5-5.9","预成型","钛合金","C0702021380100110457","C07020213801001104570001120","06947600326007","申报企业自主确认为非招标产品、非中选产品或中选部件的附件（如覆盖螺丝、中央螺丝等）产品之一"]
["5a137133-22ec-11eb-bf70-fa163e0a8baf","5a38a90d-ac24-11e9-8460-fa163e0a8baf","国械注准20193171890","牙种植体系统","常州百康特医疗器械有限公司","常州百康特医疗器械有限公司","a2a95a65982211ecb3f890e2ba8d9d30","牙种植体系统-基台","(B系骨水平基台预成型)BLNC6.0-2.9","预成型","钛合金","C0702021380100110457","C07020213801001104570001122","06947600321880","申报企业自主确认为非招标产品、非中选产品或中选部件的附件（如覆盖螺丝、中央螺丝等）产品之一"]
["5a137596-22ec-11eb-bf70-fa163e0a8baf","5a38a90d-ac24-11e9-8460-fa163e0a8baf","国械注准20193171890","牙种植体系统","常州百康特医疗器械有限公司","常州百康特医疗器械有限公司","a2a95a65982211ecb3f890e2ba8d9d30","牙种植体系统-基台","(B系骨水平基台预成型)BLNC5.5-0.5","预成型","钛合金","C0702021380100110457","C07020213801001104570001125","06947600320890","申报企业自主确认为非招标产品、非中选产品或中选部件的附件（如覆盖螺丝、中央螺丝等）产品之一"]
["5a13770e-22ec-11eb-bf70-fa163e0a8baf","5a38a90d-ac24-11e9-8460-fa163e0a8baf","国械注准20193171890","牙种植体系统","常州百康特医疗器械有限公司","常州百康特医疗器械有限公司","a2a95a65982211ecb3f890e2ba8d9d30","牙种植体系统-基台","(B系骨水平基台预成型)BLRC6.0-5.5","预成型","钛合金","C0702021380100110457","C07020213801001104570001126","06947600325703","申报企业自主确认为非招标产品、非中选产品或中选部件的附件（如覆盖螺丝、中央螺丝等）产品之一"]
["5a137b7b-22ec-11eb-bf70-fa163e0a8baf","5a38a90d-ac24-11e9-8460-fa163e0a8baf","国械注准20193171890","牙种植体系统","常州百康特医疗器械有限公司","常州百康特医疗器械有限公司","a2a95a65982211ecb3f890e2ba8d9d30","牙种植体系统-基台","(B系骨水平基台预成型)BLRCN7.0-6.3","预成型","钛合金","C0702021380100110457","C07020213801001104570001129","06947600331865","申报企业自主确认为非招标产品、非中选产品或中选部件的附件（如覆盖螺丝、中央螺丝等）产品之一"]
["5a137cee-22ec-11eb-bf70-fa163e0a8baf","5a38a90d-ac24-11e9-8460-fa163e0a8baf","国械注准20193171890","牙种植体系统","常州百康特医疗器械有限公司","常州百康特医疗器械有限公司","a2a95a65982211ecb3f890e2ba8d9d30","牙种植体系统-基台","(B系骨水平基台预成型)BLRC5.0-0.9","预成型","钛合金","C0702021380100110457","C07020213801001104570001130","06947600323020","申报企业自主确认为非招标产品、非中选产品或中选部件的附件（如覆盖螺丝、中央螺丝等）产品之一"]
["5a13815a-22ec-11eb-bf70-fa163e0a8baf","5a38a90d-ac24-11e9-8460-fa163e0a8baf","国械注准20193171890","牙种植体系统","常州百康特医疗器械有限公司","常州百康特医疗器械有限公司","a2a95a65982211ecb3f890e2ba8d9d30","牙种植体系统-基台","(B系骨水平基台预成型)BLRCN8.0-4.3","预成型","钛合金","C0702021380100110457","C07020213801001104570001133","06947600330745","申报企业自主确认为非招标产品、非中选产品或中选部件的附件（如覆盖螺丝、中央螺丝等）产品之一"]
["5a13844d-22ec-11eb-bf70-fa163e0a8baf","5a38a90d-ac24-11e9-8460-fa163e0a8baf","国械注准20193171890","牙种植体系统","常州百康特医疗器械有限公司","常州百康特医疗器械有限公司","a2a95a65982211ecb3f890e2ba8d9d30","牙种植体系统-基台","(B系骨水平基台预成型)BLNC5.0-1.9","预成型","钛合金","C0702021380100110457","C07020213801001104570001135","06947600321446","申报企业自主确认为非招标产品、非中选产品或中选部件的附件（如覆盖螺丝、中央螺丝等）产品之一"]
["5a1388d1-22ec-11eb-bf70-fa163e0a8baf","5a38a90d-ac24-11e9-8460-fa163e0a8baf","国械注准20193171890","牙种植体系统","常州百康特医疗器械有限公司","常州百康特医疗器械有限公司","a2a95a65982211ecb3f890e2ba8d9d30","牙种植体系统-基台","(B系骨水平基台预成型)BLRCN11.5-4.9","预成型","钛合金","C0702021380100110457","C07020213801001104570001138","06947600331193","申报企业自主确认为非招标产品、非中选产品或中选部件的附件（如覆盖螺丝、中央螺丝等）产品之一"]
["5a138a4b-22ec-11eb-bf70-fa163e0a8baf","5a38a90d-ac24-11e9-8460-fa163e0a8baf","国械注准20193171890","牙种植体系统","常州百康特医疗器械有限公司","常州百康特医疗器械有限公司","a2a95a65982211ecb3f890e2ba8d9d30","牙种植体系统-基台","(B系骨水平基台预成型)BLRC10.0-1.3","预成型","钛合金","C0702021380100110457","C07020213801001104570001139","06947600323310","申报企业自主确认为非招标产品、非中选产品或中选部件的附件（如覆盖螺丝、中央螺丝等）产品之一"]
["5a138eb7-22ec-11eb-bf70-fa163e0a8baf","5a38a90d-ac24-11e9-8460-fa163e0a8baf","国械注准20193171890","牙种植体系统","常州百康特医疗器械有限公司","常州百康特医疗器械有限公司","a2a95a65982211ecb3f890e2ba8d9d30","牙种植体系统-基台","(B系骨水平基台预成型)BLRCN13.0-1.3","预成型","钛合金","C0702021380100110457","C07020213801001104570001142","06947600329138","申报企业自主确认为非招标产品、非中选产品或中选部件的附件（如覆盖螺丝、中央螺丝等）产品之一"]
["5a13924e-22ec-11eb-bf70-fa163e0a8baf","5a38a90d-ac24-11e9-8460-fa163e0a8baf","国械注准20193171890","牙种植体系统","常州百康特医疗器械有限公司","常州百康特医疗器械有限公司","a2a95a65982211ecb3f890e2ba8d9d30","牙种植体系统-基台","(B系骨水平基台预成型)BLNC3.5-1.5","预成型","钛合金","C0702021380100110457","C07020213801001104570001143","06947600321279","申报企业自主确认为非招标产品、非中选产品或中选部件的附件（如覆盖螺丝、中央螺丝等）产品之一"]
["5a13958f-22ec-11eb-bf70-fa163e0a8baf","5a38a90d-ac24-11e9-8460-fa163e0a8baf","国械注准20193171890","牙种植体系统","常州百康特医疗器械有限公司","常州百康特医疗器械有限公司","a2a95a65982211ecb3f890e2ba8d9d30","牙种植体系统-基台","(B系骨水平基台预成型)BLRCN13.0-2.5","预成型","钛合金","C0702021380100110457","C07020213801001104570001145","06947600329897","申报企业自主确认为非招标产品、非中选产品或中选部件的附件（如覆盖螺丝、中央螺丝等）产品之一"]
["5a139a01-22ec-11eb-bf70-fa163e0a8baf","5a38a90d-ac24-11e9-8460-fa163e0a8baf","国械注准20193171890","牙种植体系统","常州百康特医疗器械有限公司","常州百康特医疗器械有限公司","a2a95a65982211ecb3f890e2ba8d9d30","牙种植体系统-基台","(B系骨水平基台预成型)BLRCN10.0-5.5","预成型","钛合金","C0702021380100110457","C07020213801001104570001148","06947600331544","申报企业自主确认为非招标产品、非中选产品或中选部件的附件（如覆盖螺丝、中央螺丝等）产品之一"]
["5a139e6a-22ec-11eb-bf70-fa163e0a8baf","5a38a90d-ac24-11e9-8460-fa163e0a8baf","国械注准20193171890","牙种植体系统","常州百康特医疗器械有限公司","常州百康特医疗器械有限公司","a2a95a65982211ecb3f890e2ba8d9d30","牙种植体系统-基台","(B系骨水平基台预成型)BLRC4.5-1.3","预成型","钛合金","C0702021380100110457","C07020213801001104570001151","06947600323204","申报企业自主确认为非招标产品、非中选产品或中选部件的附件（如覆盖螺丝、中央螺丝等）产品之一"]
["5a139fee-22ec-11eb-bf70-fa163e0a8baf","5a38a90d-ac24-11e9-8460-fa163e0a8baf","国械注准20193171890","牙种植体系统","常州百康特医疗器械有限公司","常州百康特医疗器械有限公司","a2a95a65982211ecb3f890e2ba8d9d30","牙种植体系统-基台","(B系骨水平基台预成型)BLNCN6.0-2.9","预成型","钛合金","C0702021380100110457","C07020213801001104570001152","06947600327646","申报企业自主确认为非招标产品、非中选产品或中选部件的附件（如覆盖螺丝、中央螺丝等）产品之一"]
["5a13a455-22ec-11eb-bf70-fa163e0a8baf","5a38a90d-ac24-11e9-8460-fa163e0a8baf","国械注准20193171890","牙种植体系统","常州百康特医疗器械有限公司","常州百康特医疗器械有限公司","a2a95a65982211ecb3f890e2ba8d9d30","牙种植体系统-基台","(B系骨水平基台预成型)BLNC5.0-3.9","预成型","钛合金","C0702021380100110457","C07020213801001104570001155","06947600322283","申报企业自主确认为非招标产品、非中选产品或中选部件的附件（如覆盖螺丝、中央螺丝等）产品之一"]
["5a13a8b9-22ec-11eb-bf70-fa163e0a8baf","5a38a90d-ac24-11e9-8460-fa163e0a8baf","国械注准20193171890","牙种植体系统","常州百康特医疗器械有限公司","常州百康特医疗器械有限公司","a2a95a65982211ecb3f890e2ba8d9d30","牙种植体系统-基台","(B系骨水平基台预成型)BLNCN7.5-2.5","预成型","钛合金","C0702021380100110457","C07020213801001104570001158","06947600327530","申报企业自主确认为非招标产品、非中选产品或中选部件的附件（如覆盖螺丝、中央螺丝等）产品之一"]
["5a13aba1-22ec-11eb-bf70-fa163e0a8baf","5a38a90d-ac24-11e9-8460-fa163e0a8baf","国械注准20193171890","牙种植体系统","常州百康特医疗器械有限公司","常州百康特医疗器械有限公司","a2a95a65982211ecb3f890e2ba8d9d30","牙种植体系统-基台","(B系骨水平基台预成型)BLNCN6.0-3.9","预成型","钛合金","C0702021380100110457","C07020213801001104570001160","06947600328063","申报企业自主确认为非招标产品、非中选产品或中选部件的附件（如覆盖螺丝、中央螺丝等）产品之一"]
["5a13ad1c-22ec-11eb-bf70-fa163e0a8baf","5a38a90d-ac24-11e9-8460-fa163e0a8baf","国械注准20193171890","牙种植体系统","常州百康特医疗器械有限公司","常州百康特医疗器械有限公司","a2a95a65982211ecb3f890e2ba8d9d30","牙种植体系统-基台","(B系骨水平基台预成型)BLRCN11.5-2.9","预成型","钛合金","C0702021380100110457","C07020213801001104570001161","06947600330059","申报企业自主确认为非招标产品、非中选产品或中选部件的附件（如覆盖螺丝、中央螺丝等）产品之一"]
["5a13b17f-22ec-11eb-bf70-fa163e0a8baf","5a38a90d-ac24-11e9-8460-fa163e0a8baf","国械注准20193171890","牙种植体系统","常州百康特医疗器械有限公司","常州百康特医疗器械有限公司","a2a95a65982211ecb3f890e2ba8d9d30","牙种植体系统-基台","(B系骨水平基台预成型)BLRCN12.0-6.9","预成型","钛合金","C0702021380100110457","C07020213801001104570001164","06947600332343","申报企业自主确认为非招标产品、非中选产品或中选部件的附件（如覆盖螺丝、中央螺丝等）产品之一"]
["5a13b2f6-22ec-11eb-bf70-fa163e0a8baf","5a38a90d-ac24-11e9-8460-fa163e0a8baf","国械注准20193171890","牙种植体系统","常州百康特医疗器械有限公司","常州百康特医疗器械有限公司","a2a95a65982211ecb3f890e2ba8d9d30","牙种植体系统-基台","(B系骨水平基台预成型)BLRCN9.0-5.9","预成型","钛合金","C0702021380100110457","C07020213801001104570001165","06947600331711","申报企业自主确认为非招标产品、非中选产品或中选部件的附件（如覆盖螺丝、中央螺丝等）产品之一"]
["5a13b5dd-22ec-11eb-bf70-fa163e0a8baf","5a38a90d-ac24-11e9-8460-fa163e0a8baf","国械注准20193171890","牙种植体系统","常州百康特医疗器械有限公司","常州百康特医疗器械有限公司","a2a95a65982211ecb3f890e2ba8d9d30","牙种植体系统-基台","(B系骨水平基台预成型)BLNCN4.0-1.9","预成型","钛合金","C0702021380100110457","C07020213801001104570001167","06947600327189","申报企业自主确认为非招标产品、非中选产品或中选部件的附件（如覆盖螺丝、中央螺丝等）产品之一"]
["5a13ba69-22ec-11eb-bf70-fa163e0a8baf","5a38a90d-ac24-11e9-8460-fa163e0a8baf","国械注准20193171890","牙种植体系统","常州百康特医疗器械有限公司","常州百康特医疗器械有限公司","a2a95a65982211ecb3f890e2ba8d9d30","牙种植体系统-基台","(B系骨水平基台预成型)BLRC11.5-3.9","预成型","钛合金","C0702021380100110457","C07020213801001104570001170","06947600324867","申报企业自主确认为非招标产品、非中选产品或中选部件的附件（如覆盖螺丝、中央螺丝等）产品之一"]
["5a13bf14-22ec-11eb-bf70-fa163e0a8baf","5a38a90d-ac24-11e9-8460-fa163e0a8baf","国械注准20193171890","牙种植体系统","常州百康特医疗器械有限公司","常州百康特医疗器械有限公司","a2a95a65982211ecb3f890e2ba8d9d30","牙种植体系统-基台","(B系骨水平基台预成型)BLRC4.0-5.9","预成型","钛合金","C0702021380100110457","C07020213801001104570001173","06947600325857","申报企业自主确认为非招标产品、非中选产品或中选部件的附件（如覆盖螺丝、中央螺丝等）产品之一"]
["5a13c08c-22ec-11eb-bf70-fa163e0a8baf","5a38a90d-ac24-11e9-8460-fa163e0a8baf","国械注准20193171890","牙种植体系统","常州百康特医疗器械有限公司","常州百康特医疗器械有限公司","a2a95a65982211ecb3f890e2ba8d9d30","牙种植体系统-基台","(B系骨水平基台预成型)BLRCN12.0-5.5","预成型","钛合金","C0702021380100110457","C07020213801001104570001174","06947600331582","申报企业自主确认为非招标产品、非中选产品或中选部件的附件（如覆盖螺丝、中央螺丝等）产品之一"]
["5a13c501-22ec-11eb-bf70-fa163e0a8baf","5a38a90d-ac24-11e9-8460-fa163e0a8baf","国械注准20193171890","牙种植体系统","常州百康特医疗器械有限公司","常州百康特医疗器械有限公司","a2a95a65982211ecb3f890e2ba8d9d30","牙种植体系统-基台","(B系骨水平基台预成型)BLRC10.0-3.5","预成型","钛合金","C0702021380100110457","C07020213801001104570001177","06947600324645","申报企业自主确认为非招标产品、非中选产品或中选部件的附件（如覆盖螺丝、中央螺丝等）产品之一"]
["5a13e68b-22ec-11eb-bf70-fa163e0a8baf","5a38a90d-ac24-11e9-8460-fa163e0a8baf","国械注准20193171890","牙种植体系统","常州百康特医疗器械有限公司","常州百康特医疗器械有限公司","a2a95a65982211ecb3f890e2ba8d9d30","牙种植体系统-基台","（B系骨水平基台预成型）BLRCN13.0-0.9","预成型","钛合金","C0702021380100110457","C07020213801001104570001180","06947600328940","申报企业自主确认为非招标产品、非中选产品或中选部件的附件（如覆盖螺丝、中央螺丝等）产品之一"]
["5a13e998-22ec-11eb-bf70-fa163e0a8baf","5a38a90d-ac24-11e9-8460-fa163e0a8baf","国械注准20193171890","牙种植体系统","常州百康特医疗器械有限公司","常州百康特医疗器械有限公司","a2a95a65982211ecb3f890e2ba8d9d30","牙种植体系统-基台","（B系骨水平基台预成型）BLRCN6.0-3.9","预成型","钛合金","C0702021380100110457","C07020213801001104570001182","06947600330516","申报企业自主确认为非招标产品、非中选产品或中选部件的附件（如覆盖螺丝、中央螺丝等）产品之一"]
["5a1409c1-22ec-11eb-bf70-fa163e0a8baf","5a38a90d-ac24-11e9-8460-fa163e0a8baf","国械注准20193171890","牙种植体系统","常州百康特医疗器械有限公司","常州百康特医疗器械有限公司","a2a95a65982211ecb3f890e2ba8d9d30","牙种植体系统-基台","（B系骨水平基台预成型）BLNC8.0-3.5","预成型","钛合金","C0702021380100110457","C07020213801001104570001183","06947600322207","申报企业自主确认为非招标产品、非中选产品或中选部件的附件（如覆盖螺丝、中央螺丝等）产品之一"]
["5a140f91-22ec-11eb-bf70-fa163e0a8baf","5a38a90d-ac24-11e9-8460-fa163e0a8baf","国械注准20193171890","牙种植体系统","常州百康特医疗器械有限公司","常州百康特医疗器械有限公司","a2a95a65982211ecb3f890e2ba8d9d30","牙种植体系统-基台","（B系骨水平基台预成型）BLRC4.5-2.9","预成型","钛合金","C0702021380100110457","C07020213801001104570001186","06947600324157","申报企业自主确认为非招标产品、非中选产品或中选部件的附件（如覆盖螺丝、中央螺丝等）产品之一"]
["5a1412aa-22ec-11eb-bf70-fa163e0a8baf","5a38a90d-ac24-11e9-8460-fa163e0a8baf","国械注准20193171890","牙种植体系统","常州百康特医疗器械有限公司","常州百康特医疗器械有限公司","a2a95a65982211ecb3f890e2ba8d9d30","牙种植体系统-基台","（B系骨水平基台预成型）BLRC6.0-5.3","预成型","钛合金","C0702021380100110457","C07020213801001104570001187","06947600325512","申报企业自主确认为非招标产品、非中选产品或中选部件的附件（如覆盖螺丝、中央螺丝等）产品之一"]
["5a14173b-22ec-11eb-bf70-fa163e0a8baf","5a38a90d-ac24-11e9-8460-fa163e0a8baf","国械注准20193171890","牙种植体系统","常州百康特医疗器械有限公司","常州百康特医疗器械有限公司","a2a95a65982211ecb3f890e2ba8d9d30","牙种植体系统-基台","（B系骨水平基台预成型）BLNCN4.0-3.9","预成型","钛合金","C0702021380100110457","C07020213801001104570001190","06947600328025","申报企业自主确认为非招标产品、非中选产品或中选部件的附件（如覆盖螺丝、中央螺丝等）产品之一"]
["5a141a25-22ec-11eb-bf70-fa163e0a8baf","5a38a90d-ac24-11e9-8460-fa163e0a8baf","国械注准20193171890","牙种植体系统","常州百康特医疗器械有限公司","常州百康特医疗器械有限公司","a2a95a65982211ecb3f890e2ba8d9d30","牙种植体系统-基台","（B系骨水平基台预成型）BLRC5.0-3.5","预成型","钛合金","C0702021380100110457","C07020213801001104570001192","06947600324546","申报企业自主确认为非招标产品、非中选产品或中选部件的附件（如覆盖螺丝、中央螺丝等）产品之一"]
["5a141e80-22ec-11eb-bf70-fa163e0a8baf","5a38a90d-ac24-11e9-8460-fa163e0a8baf","国械注准20193171890","牙种植体系统","常州百康特医疗器械有限公司","常州百康特医疗器械有限公司","a2a95a65982211ecb3f890e2ba8d9d30","牙种植体系统-基台","（B系骨水平基台预成型）BLNCN7.0-3.5","预成型","钛合金","C0702021380100110457","C07020213801001104570001195","06947600327943","申报企业自主确认为非招标产品、非中选产品或中选部件的附件（如覆盖螺丝、中央螺丝等）产品之一"]
["5a141fee-22ec-11eb-bf70-fa163e0a8baf","5a38a90d-ac24-11e9-8460-fa163e0a8baf","国械注准20193171890","牙种植体系统","常州百康特医疗器械有限公司","常州百康特医疗器械有限公司","a2a95a65982211ecb3f890e2ba8d9d30","牙种植体系统-基台","（B系骨水平基台预成型）BLRC4.0-1.3","预成型","钛合金","C0702021380100110457","C07020213801001104570001196","06947600323198","申报企业自主确认为非招标产品、非中选产品或中选部件的附件（如覆盖螺丝、中央螺丝等）产品之一"]
["5a142440-22ec-11eb-bf70-fa163e0a8baf","5a38a90d-ac24-11e9-8460-fa163e0a8baf","国械注准20193171890","牙种植体系统","常州百康特医疗器械有限公司","常州百康特医疗器械有限公司","a2a95a65982211ecb3f890e2ba8d9d30","牙种植体系统-基台","（B系骨水平基台预成型）BLRC4.5-6.5","预成型","钛合金","C0702021380100110457","C07020213801001104570001199","06947600326243","申报企业自主确认为非招标产品、非中选产品或中选部件的附件（如覆盖螺丝、中央螺丝等）产品之一"]
["5a1425b2-22ec-11eb-bf70-fa163e0a8baf","5a38a90d-ac24-11e9-8460-fa163e0a8baf","国械注准20193171890","牙种植体系统","常州百康特医疗器械有限公司","常州百康特医疗器械有限公司","a2a95a65982211ecb3f890e2ba8d9d30","牙种植体系统-基台","（B系骨水平基台预成型）BLRC4.5-6.3","预成型","钛合金","C0702021380100110457","C07020213801001104570001200","06947600326052","申报企业自主确认为非招标产品、非中选产品或中选部件的附件（如覆盖螺丝、中央螺丝等）产品之一"]
["5a142bbe-22ec-11eb-bf70-fa163e0a8baf","5a38a90d-ac24-11e9-8460-fa163e0a8baf","国械注准20193171890","牙种植体系统","常州百康特医疗器械有限公司","常州百康特医疗器械有限公司","a2a95a65982211ecb3f890e2ba8d9d30","牙种植体系统-基台","（B系骨水平基台预成型）BLRCN6.0-6.5","预成型","钛合金","C0702021380100110457","C07020213801001104570001204","06947600332039","申报企业自主确认为非招标产品、非中选产品或中选部件的附件（如覆盖螺丝、中央螺丝等）产品之一"]
["5a142d2c-22ec-11eb-bf70-fa163e0a8baf","5a38a90d-ac24-11e9-8460-fa163e0a8baf","国械注准20193171890","牙种植体系统","常州百康特医疗器械有限公司","常州百康特医疗器械有限公司","a2a95a65982211ecb3f890e2ba8d9d30","牙种植体系统-基台","（B系骨水平基台预成型）BLRCN11.0-1.5","预成型","钛合金","C0702021380100110457","C07020213801001104570001205","06947600329282","申报企业自主确认为非招标产品、非中选产品或中选部件的附件（如覆盖螺丝、中央螺丝等）产品之一"]
["5a1432b8-22ec-11eb-bf70-fa163e0a8baf","5a38a90d-ac24-11e9-8460-fa163e0a8baf","国械注准20193171890","牙种植体系统","常州百康特医疗器械有限公司","常州百康特医疗器械有限公司","a2a95a65982211ecb3f890e2ba8d9d30","牙种植体系统-基台","（B系骨水平基台预成型）BLRC7.0-2.3","预成型","钛合金","C0702021380100110457","C07020213801001104570001208","06947600323822","申报企业自主确认为非招标产品、非中选产品或中选部件的附件（如覆盖螺丝、中央螺丝等）产品之一"]
["5a143439-22ec-11eb-bf70-fa163e0a8baf","5a38a90d-ac24-11e9-8460-fa163e0a8baf","国械注准20193171890","牙种植体系统","常州百康特医疗器械有限公司","常州百康特医疗器械有限公司","a2a95a65982211ecb3f890e2ba8d9d30","牙种植体系统-基台","（B系骨水平基台预成型）BLRCN7.5-4.3","预成型","钛合金","C0702021380100110457","C07020213801001104570001209","06947600330738","申报企业自主确认为非招标产品、非中选产品或中选部件的附件（如覆盖螺丝、中央螺丝等）产品之一"]
["5a1438ac-22ec-11eb-bf70-fa163e0a8baf","5a38a90d-ac24-11e9-8460-fa163e0a8baf","国械注准20193171890","牙种植体系统","常州百康特医疗器械有限公司","常州百康特医疗器械有限公司","a2a95a65982211ecb3f890e2ba8d9d30","牙种植体系统-基台","（B系骨水平基台预成型）BLRC5.0-4.5","预成型","钛合金","C0702021380100110457","C07020213801001104570001212","06947600325116","申报企业自主确认为非招标产品、非中选产品或中选部件的附件（如覆盖螺丝、中央螺丝等）产品之一"]
["5a143a64-22ec-11eb-bf70-fa163e0a8baf","5a38a90d-ac24-11e9-8460-fa163e0a8baf","国械注准20193171890","牙种植体系统","常州百康特医疗器械有限公司","常州百康特医疗器械有限公司","a2a95a65982211ecb3f890e2ba8d9d30","牙种植体系统-基台","（B系骨水平基台预成型）BLRCN6.0-5.9","预成型","钛合金","C0702021380100110457","C07020213801001104570001213","06947600331650","申报企业自主确认为非招标产品、非中选产品或中选部件的附件（如覆盖螺丝、中央螺丝等）产品之一"]
["5a144054-22ec-11eb-bf70-fa163e0a8baf","5a38a90d-ac24-11e9-8460-fa163e0a8baf","国械注准20193171890","牙种植体系统","常州百康特医疗器械有限公司","常州百康特医疗器械有限公司","a2a95a65982211ecb3f890e2ba8d9d30","牙种植体系统-基台","（B系骨水平基台预成型）BLRCN6.0-1.3","预成型","钛合金","C0702021380100110457","C07020213801001104570001217","06947600328995","申报企业自主确认为非招标产品、非中选产品或中选部件的附件（如覆盖螺丝、中央螺丝等）产品之一"]
["5a1441d6-22ec-11eb-bf70-fa163e0a8baf","5a38a90d-ac24-11e9-8460-fa163e0a8baf","国械注准20193171890","牙种植体系统","常州百康特医疗器械有限公司","常州百康特医疗器械有限公司","a2a95a65982211ecb3f890e2ba8d9d30","牙种植体系统-基台","（B系骨水平基台预成型）BLRC9.0-0.9","预成型","钛合金","C0702021380100110457","C07020213801001104570001218","06947600323105","申报企业自主确认为非招标产品、非中选产品或中选部件的附件（如覆盖螺丝、中央螺丝等）产品之一"]
["5a14463b-22ec-11eb-bf70-fa163e0a8baf","5a38a90d-ac24-11e9-8460-fa163e0a8baf","国械注准20193171890","牙种植体系统","常州百康特医疗器械有限公司","常州百康特医疗器械有限公司","a2a95a65982211ecb3f890e2ba8d9d30","牙种植体系统-基台","（B系骨水平基台预成型）BLRC7.5-4.5","预成型","钛合金","C0702021380100110457","C07020213801001104570001221","06947600325161","申报企业自主确认为非招标产品、非中选产品或中选部件的附件（如覆盖螺丝、中央螺丝等）产品之一"]
["5a1447b3-22ec-11eb-bf70-fa163e0a8baf","5a38a90d-ac24-11e9-8460-fa163e0a8baf","国械注准20193171890","牙种植体系统","常州百康特医疗器械有限公司","常州百康特医疗器械有限公司","a2a95a65982211ecb3f890e2ba8d9d30","牙种植体系统-基台","（B系骨水平基台预成型）BLRCN11.5-0.9","预成型","钛合金","C0702021380100110457","C07020213801001104570001222","06947600328919","申报企业自主确认为非招标产品、非中选产品或中选部件的附件（如覆盖螺丝、中央螺丝等）产品之一"]
["5a144c19-22ec-11eb-bf70-fa163e0a8baf","5a38a90d-ac24-11e9-8460-fa163e0a8baf","国械注准20193171890","牙种植体系统","常州百康特医疗器械有限公司","常州百康特医疗器械有限公司","a2a95a65982211ecb3f890e2ba8d9d30","牙种植体系统-基台","（B系骨水平基台预成型）BLRC8.5-3.5","预成型","钛合金","C0702021380100110457","C07020213801001104570001225","06947600324614","申报企业自主确认为非招标产品、非中选产品或中选部件的附件（如覆盖螺丝、中央螺丝等）产品之一"]
["5a144f19-22ec-11eb-bf70-fa163e0a8baf","5a38a90d-ac24-11e9-8460-fa163e0a8baf","国械注准20193171890","牙种植体系统","常州百康特医疗器械有限公司","常州百康特医疗器械有限公司","a2a95a65982211ecb3f890e2ba8d9d30","牙种植体系统-基台","（B系骨水平基台预成型）BLRC10.0-1.9","预成型","钛合金","C0702021380100110457","C07020213801001104570001227","06947600323693","申报企业自主确认为非招标产品、非中选产品或中选部件的附件（如覆盖螺丝、中央螺丝等）产品之一"]
["5a145381-22ec-11eb-bf70-fa163e0a8baf","5a38a90d-ac24-11e9-8460-fa163e0a8baf","国械注准20193171890","牙种植体系统","常州百康特医疗器械有限公司","常州百康特医疗器械有限公司","a2a95a65982211ecb3f890e2ba8d9d30","牙种植体系统-基台","（B系骨水平基台预成型）BLNC6.5-4.3","预成型","钛合金","C0702021380100110457","C07020213801001104570001230","06947600322450","申报企业自主确认为非招标产品、非中选产品或中选部件的附件（如覆盖螺丝、中央螺丝等）产品之一"]
["5a1454f4-22ec-11eb-bf70-fa163e0a8baf","5a38a90d-ac24-11e9-8460-fa163e0a8baf","国械注准20193171890","牙种植体系统","常州百康特医疗器械有限公司","常州百康特医疗器械有限公司","a2a95a65982211ecb3f890e2ba8d9d30","牙种植体系统-基台","（B系骨水平基台预成型）BLNC10-3.9","预成型","钛合金","C0702021380100110457","C07020213801001104570001231","06947600322382","申报企业自主确认为非招标产品、非中选产品或中选部件的附件（如覆盖螺丝、中央螺丝等）产品之一"]
["5a145998-22ec-11eb-bf70-fa163e0a8baf","5a38a90d-ac24-11e9-8460-fa163e0a8baf","国械注准20193171890","牙种植体系统","常州百康特医疗器械有限公司","常州百康特医疗器械有限公司","a2a95a65982211ecb3f890e2ba8d9d30","牙种植体系统-基台","（B系骨水平基台预成型）BLRC5.0-1.5","预成型","钛合金","C0702021380100110457","C07020213801001104570001234","06947600323402","申报企业自主确认为非招标产品、非中选产品或中选部件的附件（如覆盖螺丝、中央螺丝等）产品之一"]
["5a145ced-22ec-11eb-bf70-fa163e0a8baf","5a38a90d-ac24-11e9-8460-fa163e0a8baf","国械注准20193171890","牙种植体系统","常州百康特医疗器械有限公司","常州百康特医疗器械有限公司","a2a95a65982211ecb3f890e2ba8d9d30","牙种植体系统-基台","（B系骨水平基台预成型）BLNCN8.5-1.5","预成型","钛合金","C0702021380100110457","C07020213801001104570001235","06947600327134","申报企业自主确认为非招标产品、非中选产品或中选部件的附件（如覆盖螺丝、中央螺丝等）产品之一"]
["5a1af3af-22ec-11eb-bf70-fa163e0a8baf","5a38a90d-ac24-11e9-8460-fa163e0a8baf","国械注准20193171890","牙种植体系统","常州百康特医疗器械有限公司","常州百康特医疗器械有限公司","a2a95a65982211ecb3f890e2ba8d9d30","牙种植体系统-基台","（B系骨水平基台预成型）BLRCN10.0-4.3","预成型","钛合金","C0702021380100110457","C07020213801001104570001239","06947600330783","申报企业自主确认为非招标产品、非中选产品或中选部件的附件（如覆盖螺丝、中央螺丝等）产品之一"]
["5a1af555-22ec-11eb-bf70-fa163e0a8baf","5a38a90d-ac24-11e9-8460-fa163e0a8baf","国械注准20193171890","牙种植体系统","常州百康特医疗器械有限公司","常州百康特医疗器械有限公司","a2a95a65982211ecb3f890e2ba8d9d30","牙种植体系统-基台","（B系骨水平基台预成型）BLRCN4.5-3.5","预成型","钛合金","C0702021380100110457","C07020213801001104570001240","06947600330295","申报企业自主确认为非招标产品、非中选产品或中选部件的附件（如覆盖螺丝、中央螺丝等）产品之一"]
["5a1afa23-22ec-11eb-bf70-fa163e0a8baf","5a38a90d-ac24-11e9-8460-fa163e0a8baf","国械注准20193171890","牙种植体系统","常州百康特医疗器械有限公司","常州百康特医疗器械有限公司","a2a95a65982211ecb3f890e2ba8d9d30","牙种植体系统-基台","（B系骨水平基台预成型）BLNCN5.0-1.5","预成型","钛合金","C0702021380100110457","C07020213801001104570001243","06947600327066","申报企业自主确认为非招标产品、非中选产品或中选部件的附件（如覆盖螺丝、中央螺丝等）产品之一"]
["5a1afba7-22ec-11eb-bf70-fa163e0a8baf","5a38a90d-ac24-11e9-8460-fa163e0a8baf","国械注准20193171890","牙种植体系统","常州百康特医疗器械有限公司","常州百康特医疗器械有限公司","a2a95a65982211ecb3f890e2ba8d9d30","牙种植体系统-基台","（B系骨水平基台预成型）BLRC6.0-2.3","预成型","钛合金","C0702021380100110457","C07020213801001104570001244","06947600323808","申报企业自主确认为非招标产品、非中选产品或中选部件的附件（如覆盖螺丝、中央螺丝等）产品之一"]
["5a1b01db-22ec-11eb-bf70-fa163e0a8baf","5a38a90d-ac24-11e9-8460-fa163e0a8baf","国械注准20193171890","牙种植体系统","常州百康特医疗器械有限公司","常州百康特医疗器械有限公司","a2a95a65982211ecb3f890e2ba8d9d30","牙种植体系统-基台","（B系骨水平基台预成型）BLNCN7.5-2.3","预成型","钛合金","C0702021380100110457","C07020213801001104570001248","06947600327394","申报企业自主确认为非招标产品、非中选产品或中选部件的附件（如覆盖螺丝、中央螺丝等）产品之一"]
["5a1b0359-22ec-11eb-bf70-fa163e0a8baf","5a38a90d-ac24-11e9-8460-fa163e0a8baf","国械注准20193171890","牙种植体系统","常州百康特医疗器械有限公司","常州百康特医疗器械有限公司","a2a95a65982211ecb3f890e2ba8d9d30","牙种植体系统-基台","（B系骨水平基台预成型）BLRCN9.5-5.5","预成型","钛合金","C0702021380100110457","C07020213801001104570001249","06947600331537","申报企业自主确认为非招标产品、非中选产品或中选部件的附件（如覆盖螺丝、中央螺丝等）产品之一"]
["5a1b097a-22ec-11eb-bf70-fa163e0a8baf","5a38a90d-ac24-11e9-8460-fa163e0a8baf","国械注准20193171890","牙种植体系统","常州百康特医疗器械有限公司","常州百康特医疗器械有限公司","a2a95a65982211ecb3f890e2ba8d9d30","牙种植体系统-基台","（B系骨水平基台预成型）BLNCN4.0-0.5","预成型","钛合金","C0702021380100110457","C07020213801001104570001252","06947600326625","申报企业自主确认为非招标产品、非中选产品或中选部件的附件（如覆盖螺丝、中央螺丝等）产品之一"]
["5a24c1ed-22ec-11eb-bf70-fa163e0a8baf","5a38a90d-ac24-11e9-8460-fa163e0a8baf","国械注准20193171890","牙种植体系统","常州百康特医疗器械有限公司","常州百康特医疗器械有限公司","a2a95a65982211ecb3f890e2ba8d9d30","牙种植体系统-基台","（B系骨水平基台预成型）BLRCN8.0-0.5","预成型","钛合金","C0702021380100110457","C07020213801001104570001253","06947600328650","申报企业自主确认为非招标产品、非中选产品或中选部件的附件（如覆盖螺丝、中央螺丝等）产品之一"]
["5a360bfd-22ec-11eb-bf70-fa163e0a8baf","5a38a90d-ac24-11e9-8460-fa163e0a8baf","国械注准20193171890","牙种植体系统","常州百康特医疗器械有限公司","常州百康特医疗器械有限公司","a2a95a65982211ecb3f890e2ba8d9d30","牙种植体系统-基台","（B系骨水平基台预成型）BLRCN11.5-6.5","预成型","钛合金","C0702021380100110457","C07020213801001104570001256","06947600332145","申报企业自主确认为非招标产品、非中选产品或中选部件的附件（如覆盖螺丝、中央螺丝等）产品之一"]
["5a36afa6-22ec-11eb-bf70-fa163e0a8baf","5a38a90d-ac24-11e9-8460-fa163e0a8baf","国械注准20193171890","牙种植体系统","常州百康特医疗器械有限公司","常州百康特医疗器械有限公司","a2a95a65982211ecb3f890e2ba8d9d30","牙种植体系统-基台","（B系骨水平基台预成型）BLNCN8.0-4.3","预成型","钛合金","C0702021380100110457","C07020213801001104570001258","06947600328247","申报企业自主确认为非招标产品、非中选产品或中选部件的附件（如覆盖螺丝、中央螺丝等）产品之一"]
["5a36b46e-22ec-11eb-bf70-fa163e0a8baf","5a38a90d-ac24-11e9-8460-fa163e0a8baf","国械注准20193171890","牙种植体系统","常州百康特医疗器械有限公司","常州百康特医疗器械有限公司","a2a95a65982211ecb3f890e2ba8d9d30","牙种植体系统-基台","（B系骨水平基台预成型）BLRC10.5-0.5","预成型","钛合金","C0702021380100110457","C07020213801001104570001261","06947600322948","申报企业自主确认为非招标产品、非中选产品或中选部件的附件（如覆盖螺丝、中央螺丝等）产品之一"]
["5a36b5e4-22ec-11eb-bf70-fa163e0a8baf","5a38a90d-ac24-11e9-8460-fa163e0a8baf","国械注准20193171890","牙种植体系统","常州百康特医疗器械有限公司","常州百康特医疗器械有限公司","a2a95a65982211ecb3f890e2ba8d9d30","牙种植体系统-基台","（B系骨水平基台预成型）BLRCN8.0-2.9","预成型","钛合金","C0702021380100110457","C07020213801001104570001262","06947600329985","申报企业自主确认为非招标产品、非中选产品或中选部件的附件（如覆盖螺丝、中央螺丝等）产品之一"]
["5a4cf7dd-22ec-11eb-bf70-fa163e0a8baf","5a38a90d-ac24-11e9-8460-fa163e0a8baf","国械注准20193171890","牙种植体系统","常州百康特医疗器械有限公司","常州百康特医疗器械有限公司","a2a95a65982211ecb3f890e2ba8d9d30","牙种植体系统-基台","（B系骨水平基台预成型）BLNC8.5-3.3","预成型","钛合金","C0702021380100110457","C07020213801001104570001265","06947600322078","申报企业自主确认为非招标产品、非中选产品或中选部件的附件（如覆盖螺丝、中央螺丝等）产品之一"]
["5a4d597f-22ec-11eb-bf70-fa163e0a8baf","5a38a90d-ac24-11e9-8460-fa163e0a8baf","国械注准20193171890","牙种植体系统","常州百康特医疗器械有限公司","常州百康特医疗器械有限公司","a2a95a65982211ecb3f890e2ba8d9d30","牙种植体系统-基台","（B系骨水平基台预成型）BLRC7.5-2.9","预成型","钛合金","C0702021380100110457","C07020213801001104570001266","06947600324218","申报企业自主确认为非招标产品、非中选产品或中选部件的附件（如覆盖螺丝、中央螺丝等）产品之一"]
["5a4d5d4d-22ec-11eb-bf70-fa163e0a8baf","5a38a90d-ac24-11e9-8460-fa163e0a8baf","国械注准20193171890","牙种植体系统","常州百康特医疗器械有限公司","常州百康特医疗器械有限公司","a2a95a65982211ecb3f890e2ba8d9d30","牙种植体系统-基台","（B系骨水平基台预成型）BLRC13.0-6.3","预成型","钛合金","C0702021380100110457","C07020213801001104570001268","06947600326229","申报企业自主确认为非招标产品、非中选产品或中选部件的附件（如覆盖螺丝、中央螺丝等）产品之一"]
["5a4d61f7-22ec-11eb-bf70-fa163e0a8baf","5a38a90d-ac24-11e9-8460-fa163e0a8baf","国械注准20193171890","牙种植体系统","常州百康特医疗器械有限公司","常州百康特医疗器械有限公司","a2a95a65982211ecb3f890e2ba8d9d30","牙种植体系统-基台","（B系骨水平基台预成型）BLNC4.5-1.5","预成型","钛合金","C0702021380100110457","C07020213801001104570001271","06947600321293","申报企业自主确认为非招标产品、非中选产品或中选部件的附件（如覆盖螺丝、中央螺丝等）产品之一"]
["5a4d6730-22ec-11eb-bf70-fa163e0a8baf","5a38a90d-ac24-11e9-8460-fa163e0a8baf","国械注准20193171890","牙种植体系统","常州百康特医疗器械有限公司","常州百康特医疗器械有限公司","a2a95a65982211ecb3f890e2ba8d9d30","牙种植体系统-基台","（B系骨水平基台预成型）BLNC4.0-3.5","预成型","钛合金","C0702021380100110457","C07020213801001104570001274","06947600322122","申报企业自主确认为非招标产品、非中选产品或中选部件的附件（如覆盖螺丝、中央螺丝等）产品之一"]
["5a4d68d8-22ec-11eb-bf70-fa163e0a8baf","5a38a90d-ac24-11e9-8460-fa163e0a8baf","国械注准20193171890","牙种植体系统","常州百康特医疗器械有限公司","常州百康特医疗器械有限公司","a2a95a65982211ecb3f890e2ba8d9d30","牙种植体系统-基台","（B系骨水平基台预成型）BLNCN4.5-1.3","预成型","钛合金","C0702021380100110457","C07020213801001104570001275","06947600326915","申报企业自主确认为非招标产品、非中选产品或中选部件的附件（如覆盖螺丝、中央螺丝等）产品之一"]
["5a4d6dc5-22ec-11eb-bf70-fa163e0a8baf","5a38a90d-ac24-11e9-8460-fa163e0a8baf","国械注准20193171890","牙种植体系统","常州百康特医疗器械有限公司","常州百康特医疗器械有限公司","a2a95a65982211ecb3f890e2ba8d9d30","牙种植体系统-基台","（B系骨水平基台预成型）BLRC6.5-5.5","预成型","钛合金","C0702021380100110457","C07020213801001104570001278","06947600325710","申报企业自主确认为非招标产品、非中选产品或中选部件的附件（如覆盖螺丝、中央螺丝等）产品之一"]
["5a4d7236-22ec-11eb-bf70-fa163e0a8baf","5a38a90d-ac24-11e9-8460-fa163e0a8baf","国械注准20193171890","牙种植体系统","常州百康特医疗器械有限公司","常州百康特医疗器械有限公司","a2a95a65982211ecb3f890e2ba8d9d30","牙种植体系统-基台","（B系骨水平基台预成型）BLRCN9.5-2.9","预成型","钛合金","C0702021380100110457","C07020213801001104570001281","06947600330011","申报企业自主确认为非招标产品、非中选产品或中选部件的附件（如覆盖螺丝、中央螺丝等）产品之一"]
["5a4d7521-22ec-11eb-bf70-fa163e0a8baf","5a38a90d-ac24-11e9-8460-fa163e0a8baf","国械注准20193171890","牙种植体系统","常州百康特医疗器械有限公司","常州百康特医疗器械有限公司","a2a95a65982211ecb3f890e2ba8d9d30","牙种植体系统-基台","（B系骨水平基台预成型）BLRC11.5-1.5","预成型","钛合金","C0702021380100110457","C07020213801001104570001283","06947600323532","申报企业自主确认为非招标产品、非中选产品或中选部件的附件（如覆盖螺丝、中央螺丝等）产品之一"]
["5a4d76a8-22ec-11eb-bf70-fa163e0a8baf","5a38a90d-ac24-11e9-8460-fa163e0a8baf","国械注准20193171890","牙种植体系统","常州百康特医疗器械有限公司","常州百康特医疗器械有限公司","a2a95a65982211ecb3f890e2ba8d9d30","牙种植体系统-基台","（B系骨水平基台预成型）BLNC8.5-1.9","预成型","钛合金","C0702021380100110457","C07020213801001104570001284","06947600321514","申报企业自主确认为非招标产品、非中选产品或中选部件的附件（如覆盖螺丝、中央螺丝等）产品之一"]
["5a4d7aff-22ec-11eb-bf70-fa163e0a8baf","5a38a90d-ac24-11e9-8460-fa163e0a8baf","国械注准20193171890","牙种植体系统","常州百康特医疗器械有限公司","常州百康特医疗器械有限公司","a2a95a65982211ecb3f890e2ba8d9d30","牙种植体系统-基台","（B系骨水平基台预成型）BLRC10.0-5.5","预成型","钛合金","C0702021380100110457","C07020213801001104570001287","06947600325789","申报企业自主确认为非招标产品、非中选产品或中选部件的附件（如覆盖螺丝、中央螺丝等）产品之一"]
["5a4d7c77-22ec-11eb-bf70-fa163e0a8baf","5a38a90d-ac24-11e9-8460-fa163e0a8baf","国械注准20193171890","牙种植体系统","常州百康特医疗器械有限公司","常州百康特医疗器械有限公司","a2a95a65982211ecb3f890e2ba8d9d30","牙种植体系统-基台","（B系骨水平基台预成型）BLRCN5.5-2.9","预成型","钛合金","C0702021380100110457","C07020213801001104570001288","06947600329930","申报企业自主确认为非招标产品、非中选产品或中选部件的附件（如覆盖螺丝、中央螺丝等）产品之一"]
["5a4d80d9-22ec-11eb-bf70-fa163e0a8baf","5a38a90d-ac24-11e9-8460-fa163e0a8baf","国械注准20193171890","牙种植体系统","常州百康特医疗器械有限公司","常州百康特医疗器械有限公司","a2a95a65982211ecb3f890e2ba8d9d30","牙种植体系统-基台","（B系骨水平基台预成型）BLNC6.0-3.9","预成型","钛合金","C0702021380100110457","C07020213801001104570001291","06947600322306","申报企业自主确认为非招标产品、非中选产品或中选部件的附件（如覆盖螺丝、中央螺丝等）产品之一"]
["5a4d83f0-22ec-11eb-bf70-fa163e0a8baf","5a38a90d-ac24-11e9-8460-fa163e0a8baf","国械注准20193171890","牙种植体系统","常州百康特医疗器械有限公司","常州百康特医疗器械有限公司","a2a95a65982211ecb3f890e2ba8d9d30","牙种植体系统-基台","（B系骨水平基台预成型）BLRCN7.0-2.3","预成型","钛合金","C0702021380100110457","C07020213801001104570001293","06947600329581","申报企业自主确认为非招标产品、非中选产品或中选部件的附件（如覆盖螺丝、中央螺丝等）产品之一"]
["5a4d8897-22ec-11eb-bf70-fa163e0a8baf","5a38a90d-ac24-11e9-8460-fa163e0a8baf","国械注准20193171890","牙种植体系统","常州百康特医疗器械有限公司","常州百康特医疗器械有限公司","a2a95a65982211ecb3f890e2ba8d9d30","牙种植体系统-基台","（B系骨水平基台预成型）BLRC12.5-5.3","预成型","钛合金","C0702021380100110457","C07020213801001104570001296","06947600325642","申报企业自主确认为非招标产品、非中选产品或中选部件的附件（如覆盖螺丝、中央螺丝等）产品之一"]
["5a4d8a0e-22ec-11eb-bf70-fa163e0a8baf","5a38a90d-ac24-11e9-8460-fa163e0a8baf","国械注准20193171890","牙种植体系统","常州百康特医疗器械有限公司","常州百康特医疗器械有限公司","a2a95a65982211ecb3f890e2ba8d9d30","牙种植体系统-基台","（B系骨水平基台预成型）BLRCN10.5-6.5","预成型","钛合金","C0702021380100110457","C07020213801001104570001297","06947600332121","申报企业自主确认为非招标产品、非中选产品或中选部件的附件（如覆盖螺丝、中央螺丝等）产品之一"]
["5a4d8e7d-22ec-11eb-bf70-fa163e0a8baf","5a38a90d-ac24-11e9-8460-fa163e0a8baf","国械注准20193171890","牙种植体系统","常州百康特医疗器械有限公司","常州百康特医疗器械有限公司","a2a95a65982211ecb3f890e2ba8d9d30","牙种植体系统-基台","（B系骨水平基台预成型）BLRC6.5-1.3","预成型","钛合金","C0702021380100110457","C07020213801001104570001300","06947600323242","申报企业自主确认为非招标产品、非中选产品或中选部件的附件（如覆盖螺丝、中央螺丝等）产品之一"]
["5a4d9026-22ec-11eb-bf70-fa163e0a8baf","5a38a90d-ac24-11e9-8460-fa163e0a8baf","国械注准20193171890","牙种植体系统","常州百康特医疗器械有限公司","常州百康特医疗器械有限公司","a2a95a65982211ecb3f890e2ba8d9d30","牙种植体系统-基台","（B系骨水平基台预成型）BLRCN12.5-0.9","预成型","钛合金","C0702021380100110457","C07020213801001104570001301","06947600328933","申报企业自主确认为非招标产品、非中选产品或中选部件的附件（如覆盖螺丝、中央螺丝等）产品之一"]
["5be9de16-d223-11ea-a4d6-fa163e0a8baf","5a38a90d-ac24-11e9-8460-fa163e0a8baf","国械注准20193171890","牙种植体系统","常州百康特医疗器械有限公司","常州百康特医疗器械有限公司","a2a95a65982211ecb3f890e2ba8d9d30","牙种植体系统-基台","（B系骨水平基台研磨型）BLRM5.5-12.5","研磨型","钛合金","C0702021380100110457","C07020213801001104570000012",null,"申报企业自主确认为非招标产品、非中选产品或中选部件的附件（如覆盖螺丝、中央螺丝等）产品之一"]
["6be1f752-d223-11ea-a4d6-fa163e0a8baf","5a38a90d-ac24-11e9-8460-fa163e0a8baf","国械注准20193171890","牙种植体系统","常州百康特医疗器械有限公司","常州百康特医疗器械有限公司","a2a95a65982211ecb3f890e2ba8d9d30","牙种植体系统-基台","（B系骨水平基台研磨型）BLRM7-11.5","研磨型","钛合金","C0702021380100110457","C07020213801001104570000013",null,"申报企业自主确认为非招标产品、非中选产品或中选部件的附件（如覆盖螺丝、中央螺丝等）产品之一"]
["7dbda136-816a-11eb-ace3-fa163e311f19","5a38a90d-ac24-11e9-8460-fa163e0a8baf","国械注准20193171890","牙种植体系统","常州百康特医疗器械有限公司","常州百康特医疗器械有限公司","a2a95a65982211ecb3f890e2ba8d9d30","牙种植体系统-基台","(B系骨水平基台角度型(多功能))BLNJD30°-5.5A","角度型","钛合金","C0702021380100110457","C07020213801001104570001311","06947600303411","申报企业自主确认为非招标产品、非中选产品或中选部件的附件（如覆盖螺丝、中央螺丝等）产品之一"]
["83414e47-816a-11eb-ace3-fa163e311f19","5a38a90d-ac24-11e9-8460-fa163e0a8baf","国械注准20193171890","牙种植体系统","常州百康特医疗器械有限公司","常州百康特医疗器械有限公司","a2a95a65982211ecb3f890e2ba8d9d30","牙种植体系统-基台","(B系骨水平基台角度型(多功能))BLNJD30°-5.5B","角度型","钛合金","C0702021380100110457","C07020213801001104570001312","06947600303428","申报企业自主确认为非招标产品、非中选产品或中选部件的附件（如覆盖螺丝、中央螺丝等）产品之一"]
["8b4913f6-8ad1-11eb-ace3-fa163e311f19","5a38a90d-ac24-11e9-8460-fa163e0a8baf","国械注准20193171890","牙种植体系统","常州百康特医疗器械有限公司","常州百康特医疗器械有限公司","a2a95a65982211ecb3f890e2ba8d9d30","牙种植体系统-基台","（T系骨水平基台研磨型）TSRMN10-20（20）","研磨型","钛合金","C0702021380100110457","C07020213801001104570001315","06947600380429","申报企业自主确认为非招标产品、非中选产品或中选部件的附件（如覆盖螺丝、中央螺丝等）产品之一"]
["8d8c6560-6d6c-11ea-948d-fa163e0a8baf","5a38a90d-ac24-11e9-8460-fa163e0a8baf","国械注准20193171890","牙种植体系统","常州百康特医疗器械有限公司","常州百康特医疗器械有限公司","a2a95a65982211ecb3f890e2ba8d9d30","牙种植体系统-基台","（软组织水平基台研磨型）6.5BMN10-20(26)","研磨型","钛合金","C0702021380100110457","C07020213801001104570001318",null,"申报企业自主确认为非招标产品、非中选产品或中选部件的附件（如覆盖螺丝、中央螺丝等）产品之一"]
["8d8c692a-6d6c-11ea-948d-fa163e0a8baf","5a38a90d-ac24-11e9-8460-fa163e0a8baf","国械注准20193171890","牙种植体系统","常州百康特医疗器械有限公司","常州百康特医疗器械有限公司","a2a95a65982211ecb3f890e2ba8d9d30","牙种植体系统-基台","（软组织水平基台研磨型）4.8BMN10-20（26）","研磨型","钛合金","C0702021380100110457","C07020213801001104570001320","06947600380061","申报企业自主确认为非招标产品、非中选产品或中选部件的附件（如覆盖螺丝、中央螺丝等）产品之一"]
["8eaf39da-816a-11eb-ace3-fa163e311f19","5a38a90d-ac24-11e9-8460-fa163e0a8baf","国械注准20193171890","牙种植体系统","常州百康特医疗器械有限公司","常州百康特医疗器械有限公司","a2a95a65982211ecb3f890e2ba8d9d30","牙种植体系统-基台","(B系骨水平基台角度型(多功能))BLRJD17°-2.5B","角度型","钛合金","C0702021380100110457","C07020213801001104570001321","06947600303442","申报企业自主确认为非招标产品、非中选产品或中选部件的附件（如覆盖螺丝、中央螺丝等）产品之一"]
["941bfb40-816a-11eb-ace3-fa163e311f19","5a38a90d-ac24-11e9-8460-fa163e0a8baf","国械注准20193171890","牙种植体系统","常州百康特医疗器械有限公司","常州百康特医疗器械有限公司","a2a95a65982211ecb3f890e2ba8d9d30","牙种植体系统-基台","(B系骨水平基台角度型(多功能))BLRJD17°-4A","角度型","钛合金","C0702021380100110457","C07020213801001104570001347","06947600303459","申报企业自主确认为非招标产品、非中选产品或中选部件的附件（如覆盖螺丝、中央螺丝等）产品之一"]
["94e3c5d8-095f-11ec-b658-0050568f9c84","5a38a90d-ac24-11e9-8460-fa163e0a8baf","国械注准20193171890","牙种植体系统","常州百康特医疗器械有限公司","常州百康特医疗器械有限公司","a2a95a65982211ecb3f890e2ba8d9d30","牙种植体系统-基台","（T系骨水平基台直型）TSRZ6-2/4","直型","钛合金","C0702021380100110457","C07020213801001104570001348",null,"申报企业自主确认为非招标产品、非中选产品或中选部件的附件（如覆盖螺丝、中央螺丝等）产品之一"]
["9998332b-816a-11eb-ace3-fa163e311f19","5a38a90d-ac24-11e9-8460-fa163e0a8baf","国械注准20193171890","牙种植体系统","常州百康特医疗器械有限公司","常州百康特医疗器械有限公司","a2a95a65982211ecb3f890e2ba8d9d30","牙种植体系统-基台","(B系骨水平基台角度型(多功能))BLRJD17°-4B","角度型","钛合金","C0702021380100110457","C07020213801001104570001350","06947600303466","申报企业自主确认为非招标产品、非中选产品或中选部件的附件（如覆盖螺丝、中央螺丝等）产品之一"]
["9cafe296-8853-11eb-ace3-fa163e311f19","5a38a90d-ac24-11e9-8460-fa163e0a8baf","国械注准20193171890","牙种植体系统","常州百康特医疗器械有限公司","常州百康特医疗器械有限公司","a2a95a65982211ecb3f890e2ba8d9d30","牙种植体系统-基台","(B系骨水平基台实心型(多功能))BLNS3.5-1","实心型","钛合金","C0702021380100110457","C07020213801001104570000038","06947600303220","申报企业自主确认为非招标产品、非中选产品或中选部件的附件（如覆盖螺丝、中央螺丝等）产品之一"]
["a0936c5b-6a42-11ea-9dc4-fa163e0a8baf","5a38a90d-ac24-11e9-8460-fa163e0a8baf","国械注准20193171890","牙种植体系统","常州百康特医疗器械有限公司","常州百康特医疗器械有限公司","a2a95a65982211ecb3f890e2ba8d9d30","牙种植体系统-基台","（软组织水平基台实心）3.3SQX-5","实心","钛合金","C0702021380100110457","C07020213801001104570001353","06947600306863","申报企业自主确认为非招标产品、非中选产品或中选部件的附件（如覆盖螺丝、中央螺丝等）产品之一"]
["a0938de3-6a42-11ea-9dc4-fa163e0a8baf","5a38a90d-ac24-11e9-8460-fa163e0a8baf","国械注准20193171890","牙种植体系统","常州百康特医疗器械有限公司","常州百康特医疗器械有限公司","a2a95a65982211ecb3f890e2ba8d9d30","牙种植体系统-基台","（软组织水平基台实心）3.7SQX-3","实心","钛合金","C0702021380100110457","C07020213801001104570001354","06947600313502","申报企业自主确认为非招标产品、非中选产品或中选部件的附件（如覆盖螺丝、中央螺丝等）产品之一"]
["a093988b-6a42-11ea-9dc4-fa163e0a8baf","5a38a90d-ac24-11e9-8460-fa163e0a8baf","国械注准20193171890","牙种植体系统","常州百康特医疗器械有限公司","常州百康特医疗器械有限公司","a2a95a65982211ecb3f890e2ba8d9d30","牙种植体系统-基台","（软组织水平基台实心）3.7SQX-4","实心","钛合金","C0702021380100110457","C07020213801001104570001357","06947600313519","申报企业自主确认为非招标产品、非中选产品或中选部件的附件（如覆盖螺丝、中央螺丝等）产品之一"]
["a0939b7c-6a42-11ea-9dc4-fa163e0a8baf","5a38a90d-ac24-11e9-8460-fa163e0a8baf","国械注准20193171890","牙种植体系统","常州百康特医疗器械有限公司","常州百康特医疗器械有限公司","a2a95a65982211ecb3f890e2ba8d9d30","牙种植体系统-基台","（软组织水平基台实心）6.5SQX-6","实心","钛合金","C0702021380100110457","C07020213801001104570001358","06947600302926","申报企业自主确认为非招标产品、非中选产品或中选部件的附件（如覆盖螺丝、中央螺丝等）产品之一"]
["a093a6b2-6a42-11ea-9dc4-fa163e0a8baf","5a38a90d-ac24-11e9-8460-fa163e0a8baf","国械注准20193171890","牙种植体系统","常州百康特医疗器械有限公司","常州百康特医疗器械有限公司","a2a95a65982211ecb3f890e2ba8d9d30","牙种植体系统-基台","（软组织水平基台实心）6.5SQX-2","实心","钛合金","C0702021380100110457","C07020213801001104570001362","06947600302889","申报企业自主确认为非招标产品、非中选产品或中选部件的附件（如覆盖螺丝、中央螺丝等）产品之一"]
["a093a957-6a42-11ea-9dc4-fa163e0a8baf","5a38a90d-ac24-11e9-8460-fa163e0a8baf","国械注准20193171890","牙种植体系统","常州百康特医疗器械有限公司","常州百康特医疗器械有限公司","a2a95a65982211ecb3f890e2ba8d9d30","牙种植体系统-基台","（软组织水平基台实心）4.0SQX-1","实心","钛合金","C0702021380100110457","C07020213801001104570001363","06947600313540","申报企业自主确认为非招标产品、非中选产品或中选部件的附件（如覆盖螺丝、中央螺丝等）产品之一"]
["a093b14f-6a42-11ea-9dc4-fa163e0a8baf","5a38a90d-ac24-11e9-8460-fa163e0a8baf","国械注准20193171890","牙种植体系统","常州百康特医疗器械有限公司","常州百康特医疗器械有限公司","a2a95a65982211ecb3f890e2ba8d9d30","牙种植体系统-基台","（软组织水平基台实心）4.0SQX-3","实心","钛合金","C0702021380100110457","C07020213801001104570001366","06947600313564","申报企业自主确认为非招标产品、非中选产品或中选部件的附件（如覆盖螺丝、中央螺丝等）产品之一"]
["a093d2bf-6a42-11ea-9dc4-fa163e0a8baf","5a38a90d-ac24-11e9-8460-fa163e0a8baf","国械注准20193171890","牙种植体系统","常州百康特医疗器械有限公司","常州百康特医疗器械有限公司","a2a95a65982211ecb3f890e2ba8d9d30","牙种植体系统-基台","（软组织水平基台实心）3.7SQX-2","实心","钛合金","C0702021380100110457","C07020213801001104570001367","06947600313496","申报企业自主确认为非招标产品、非中选产品或中选部件的附件（如覆盖螺丝、中央螺丝等）产品之一"]
["a0940352-6a42-11ea-9dc4-fa163e0a8baf","5a38a90d-ac24-11e9-8460-fa163e0a8baf","国械注准20193171890","牙种植体系统","常州百康特医疗器械有限公司","常州百康特医疗器械有限公司","a2a95a65982211ecb3f890e2ba8d9d30","牙种植体系统-基台","（软组织水平基台实心）3.3SQX-3","实心","钛合金","C0702021380100110457","C07020213801001104570001376","06947600306849","申报企业自主确认为非招标产品、非中选产品或中选部件的附件（如覆盖螺丝、中央螺丝等）产品之一"]
["a09405f2-6a42-11ea-9dc4-fa163e0a8baf","5a38a90d-ac24-11e9-8460-fa163e0a8baf","国械注准20193171890","牙种植体系统","常州百康特医疗器械有限公司","常州百康特医疗器械有限公司","a2a95a65982211ecb3f890e2ba8d9d30","牙种植体系统-基台","（软组织水平基台实心）4.8SQX-2","实心","钛合金","C0702021380100110457","C07020213801001104570001377","06947600302827","申报企业自主确认为非招标产品、非中选产品或中选部件的附件（如覆盖螺丝、中央螺丝等）产品之一"]
["a0940e27-6a42-11ea-9dc4-fa163e0a8baf","5a38a90d-ac24-11e9-8460-fa163e0a8baf","国械注准20193171890","牙种植体系统","常州百康特医疗器械有限公司","常州百康特医疗器械有限公司","a2a95a65982211ecb3f890e2ba8d9d30","牙种植体系统-基台","（软组织水平基台实心）4.8SQX-4","实心","钛合金","C0702021380100110457","C07020213801001104570001380","06947600302841","申报企业自主确认为非招标产品、非中选产品或中选部件的附件（如覆盖螺丝、中央螺丝等）产品之一"]
["a09410b1-6a42-11ea-9dc4-fa163e0a8baf","5a38a90d-ac24-11e9-8460-fa163e0a8baf","国械注准20193171890","牙种植体系统","常州百康特医疗器械有限公司","常州百康特医疗器械有限公司","a2a95a65982211ecb3f890e2ba8d9d30","牙种植体系统-基台","（软组织水平基台实心）4.8SQX-6","实心","钛合金","C0702021380100110457","C07020213801001104570001381","06947600302865","申报企业自主确认为非招标产品、非中选产品或中选部件的附件（如覆盖螺丝、中央螺丝等）产品之一"]
["a094189b-6a42-11ea-9dc4-fa163e0a8baf","5a38a90d-ac24-11e9-8460-fa163e0a8baf","国械注准20193171890","牙种植体系统","常州百康特医疗器械有限公司","常州百康特医疗器械有限公司","a2a95a65982211ecb3f890e2ba8d9d30","牙种植体系统-基台","（软组织水平基台实心）4.0SQX-5","实心","钛合金","C0702021380100110457","C07020213801001104570001384","06947600313588","申报企业自主确认为非招标产品、非中选产品或中选部件的附件（如覆盖螺丝、中央螺丝等）产品之一"]
["a0941de5-6a42-11ea-9dc4-fa163e0a8baf","5a38a90d-ac24-11e9-8460-fa163e0a8baf","国械注准20193171890","牙种植体系统","常州百康特医疗器械有限公司","常州百康特医疗器械有限公司","a2a95a65982211ecb3f890e2ba8d9d30","牙种植体系统-基台","（软组织水平基台实心）4.0SQX-4","实心","钛合金","C0702021380100110457","C07020213801001104570001386","06947600313571","申报企业自主确认为非招标产品、非中选产品或中选部件的附件（如覆盖螺丝、中央螺丝等）产品之一"]
["a094260e-6a42-11ea-9dc4-fa163e0a8baf","5a38a90d-ac24-11e9-8460-fa163e0a8baf","国械注准20193171890","牙种植体系统","常州百康特医疗器械有限公司","常州百康特医疗器械有限公司","a2a95a65982211ecb3f890e2ba8d9d30","牙种植体系统-基台","（软组织水平基台实心）3.3SQX-6","实心","钛合金","C0702021380100110457","C07020213801001104570001389","06947600306870","申报企业自主确认为非招标产品、非中选产品或中选部件的附件（如覆盖螺丝、中央螺丝等）产品之一"]
["a0942894-6a42-11ea-9dc4-fa163e0a8baf","5a38a90d-ac24-11e9-8460-fa163e0a8baf","国械注准20193171890","牙种植体系统","常州百康特医疗器械有限公司","常州百康特医疗器械有限公司","a2a95a65982211ecb3f890e2ba8d9d30","牙种植体系统-基台","（软组织水平基台实心）6.5SQX-4","实心","钛合金","C0702021380100110457","C07020213801001104570001390","06947600302902","申报企业自主确认为非招标产品、非中选产品或中选部件的附件（如覆盖螺丝、中央螺丝等）产品之一"]
["a09431ac-6a42-11ea-9dc4-fa163e0a8baf","5a38a90d-ac24-11e9-8460-fa163e0a8baf","国械注准20193171890","牙种植体系统","常州百康特医疗器械有限公司","常州百康特医疗器械有限公司","a2a95a65982211ecb3f890e2ba8d9d30","牙种植体系统-基台","（软组织水平基台实心）4.8SQX-5","实心","钛合金","C0702021380100110457","C07020213801001104570001393","06947600302858","申报企业自主确认为非招标产品、非中选产品或中选部件的附件（如覆盖螺丝、中央螺丝等）产品之一"]
["a0943460-6a42-11ea-9dc4-fa163e0a8baf","5a38a90d-ac24-11e9-8460-fa163e0a8baf","国械注准20193171890","牙种植体系统","常州百康特医疗器械有限公司","常州百康特医疗器械有限公司","a2a95a65982211ecb3f890e2ba8d9d30","牙种植体系统-基台","（软组织水平基台实心）6.5SQX-3","实心","钛合金","C0702021380100110457","C07020213801001104570001394","06947600302896","申报企业自主确认为非招标产品、非中选产品或中选部件的附件（如覆盖螺丝、中央螺丝等）产品之一"]
["a5397440-816a-11eb-ace3-fa163e311f19","5a38a90d-ac24-11e9-8460-fa163e0a8baf","国械注准20193171890","牙种植体系统","常州百康特医疗器械有限公司","常州百康特医疗器械有限公司","a2a95a65982211ecb3f890e2ba8d9d30","牙种植体系统-基台","(B系骨水平基台角度型(多功能))BLRJD17°-5.5B","角度型","钛合金","C0702021380100110457","C07020213801001104570001395","06947600303480","申报企业自主确认为非招标产品、非中选产品或中选部件的附件（如覆盖螺丝、中央螺丝等）产品之一"]
["a621d32e-095f-11ec-b658-0050568f9c84","5a38a90d-ac24-11e9-8460-fa163e0a8baf","国械注准20193171890","牙种植体系统","常州百康特医疗器械有限公司","常州百康特医疗器械有限公司","a2a95a65982211ecb3f890e2ba8d9d30","牙种植体系统-基台","（T系骨水平基台直型）TSRZ6-4/4","直型","钛合金","C0702021380100110457","C07020213801001104570001396",null,"申报企业自主确认为非招标产品、非中选产品或中选部件的附件（如覆盖螺丝、中央螺丝等）产品之一"]
["adc57442-095f-11ec-b658-0050568f9c84","5a38a90d-ac24-11e9-8460-fa163e0a8baf","国械注准20193171890","牙种植体系统","常州百康特医疗器械有限公司","常州百康特医疗器械有限公司","a2a95a65982211ecb3f890e2ba8d9d30","牙种植体系统-基台","（T系骨水平基台直型）TSRZ6-5/4","直型","钛合金","C0702021380100110457","C07020213801001104570001400",null,"申报企业自主确认为非招标产品、非中选产品或中选部件的附件（如覆盖螺丝、中央螺丝等）产品之一"]
["adcb83b9-8853-11eb-ace3-fa163e311f19","5a38a90d-ac24-11e9-8460-fa163e0a8baf","国械注准20193171890","牙种植体系统","常州百康特医疗器械有限公司","常州百康特医疗器械有限公司","a2a95a65982211ecb3f890e2ba8d9d30","牙种植体系统-基台","(B系骨水平基台实心型(多功能))BLNS4.5-1","实心型","钛合金","C0702021380100110457","C07020213801001104570000041","06947600303251","申报企业自主确认为非招标产品、非中选产品或中选部件的附件（如覆盖螺丝、中央螺丝等）产品之一"]
["b2be827c-7a1e-11ea-80a3-fa163e0a8baf","5a38a90d-ac24-11e9-8460-fa163e0a8baf","国械注准20193171890","牙种植体系统","常州百康特医疗器械有限公司","常州百康特医疗器械有限公司","a2a95a65982211ecb3f890e2ba8d9d30","牙种植体系统-基台","（软组织水平基台八角型）4.8BTS-4","八角型","钛合金","C0702021380100110457","C07020213801001104570000009",null,"申报企业自主确认为非招标产品、非中选产品或中选部件的附件（如覆盖螺丝、中央螺丝等）产品之一"]
["b3c179cd-8853-11eb-ace3-fa163e311f19","5a38a90d-ac24-11e9-8460-fa163e0a8baf","国械注准20193171890","牙种植体系统","常州百康特医疗器械有限公司","常州百康特医疗器械有限公司","a2a95a65982211ecb3f890e2ba8d9d30","牙种植体系统-基台","(B系骨水平基台实心型(多功能))BLNS4.5-2.5","实心型","钛合金","C0702021380100110457","C07020213801001104570000042","06947600303268","申报企业自主确认为非招标产品、非中选产品或中选部件的附件（如覆盖螺丝、中央螺丝等）产品之一"]
["b996d514-8853-11eb-ace3-fa163e311f19","5a38a90d-ac24-11e9-8460-fa163e0a8baf","国械注准20193171890","牙种植体系统","常州百康特医疗器械有限公司","常州百康特医疗器械有限公司","a2a95a65982211ecb3f890e2ba8d9d30","牙种植体系统-基台","(B系骨水平基台实心型(多功能))BLNS4.5-4","实心型","钛合金","C0702021380100110457","C07020213801001104570000043","06947600303275","申报企业自主确认为非招标产品、非中选产品或中选部件的附件（如覆盖螺丝、中央螺丝等）产品之一"]
["bae6cde6-816a-11eb-ace3-fa163e311f19","5a38a90d-ac24-11e9-8460-fa163e0a8baf","国械注准20193171890","牙种植体系统","常州百康特医疗器械有限公司","常州百康特医疗器械有限公司","a2a95a65982211ecb3f890e2ba8d9d30","牙种植体系统-基台","(B系骨水平基台角度型(多功能))BLRJD30°-4B","角度型","钛合金","C0702021380100110457","C07020213801001104570001408","06947600303527","申报企业自主确认为非招标产品、非中选产品或中选部件的附件（如覆盖螺丝、中央螺丝等）产品之一"]
["c055d42c-22ec-11eb-bf70-fa163e0a8baf","5a38a90d-ac24-11e9-8460-fa163e0a8baf","国械注准20193171890","牙种植体系统","常州百康特医疗器械有限公司","常州百康特医疗器械有限公司","a2a95a65982211ecb3f890e2ba8d9d30","牙种植体系统-基台","（T系骨水平基台预成型）TSRC13.0-6.9","预成型","钛合金","C0702021380100110457","C07020213801001104570001410","06947600338543|06947600350903|06947600360889|06947600368481|06947600378464|06947600392811","申报企业自主确认为非招标产品、非中选产品或中选部件的附件（如覆盖螺丝、中央螺丝等）产品之一"]
["c05d41dc-22ec-11eb-bf70-fa163e0a8baf","5a38a90d-ac24-11e9-8460-fa163e0a8baf","国械注准20193171890","牙种植体系统","常州百康特医疗器械有限公司","常州百康特医疗器械有限公司","a2a95a65982211ecb3f890e2ba8d9d30","牙种植体系统-基台","（T系骨水平基台预成型）TSNCN5.5-5.3","预成型","钛合金","C0702021380100110457","C07020213801001104570001411","06947600340553|06947600352914|06947600382461|06947600394822","申报企业自主确认为非招标产品、非中选产品或中选部件的附件（如覆盖螺丝、中央螺丝等）产品之一"]
["c05d75e2-22ec-11eb-bf70-fa163e0a8baf","5a38a90d-ac24-11e9-8460-fa163e0a8baf","国械注准20193171890","牙种植体系统","常州百康特医疗器械有限公司","常州百康特医疗器械有限公司","a2a95a65982211ecb3f890e2ba8d9d30","牙种植体系统-基台","（T系骨水平基台预成型）TSRC12.0-1.3","预成型","钛合金","C0702021380100110457","C07020213801001104570001414","06947600335290|06947600347651|06947600357636|06947600365235|06947600375210|06947600389561","申报企业自主确认为非招标产品、非中选产品或中选部件的附件（如覆盖螺丝、中央螺丝等）产品之一"]
["c05dc229-22ec-11eb-bf70-fa163e0a8baf","5a38a90d-ac24-11e9-8460-fa163e0a8baf","国械注准20193171890","牙种植体系统","常州百康特医疗器械有限公司","常州百康特医疗器械有限公司","a2a95a65982211ecb3f890e2ba8d9d30","牙种植体系统-基台","（T系骨水平基台预成型）TSRC10.0-2.3","预成型","钛合金","C0702021380100110457","C07020213801001104570001416","06947600335825|06947600348184|06947600358169|06947600365761|06947600375746|06947600390091","申报企业自主确认为非招标产品、非中选产品或中选部件的附件（如覆盖螺丝、中央螺丝等）产品之一"]
["c063cf97-22ec-11eb-bf70-fa163e0a8baf","5a38a90d-ac24-11e9-8460-fa163e0a8baf","国械注准20193171890","牙种植体系统","常州百康特医疗器械有限公司","常州百康特医疗器械有限公司","a2a95a65982211ecb3f890e2ba8d9d30","牙种植体系统-基台","（T系骨水平基台预成型）TSRCN10.0-6.9","预成型","钛合金","C0702021380100110457","C07020213801001104570001419","06947600344667|06947600357025|06947600364627|06947600372226|06947600386575|06947600398936","申报企业自主确认为非招标产品、非中选产品或中选部件的附件（如覆盖螺丝、中央螺丝等）产品之一"]
["c063d197-22ec-11eb-bf70-fa163e0a8baf","5a38a90d-ac24-11e9-8460-fa163e0a8baf","国械注准20193171890","牙种植体系统","常州百康特医疗器械有限公司","常州百康特医疗器械有限公司","a2a95a65982211ecb3f890e2ba8d9d30","牙种植体系统-基台","（T系骨水平基台预成型）TSNC8.5-2.3","预成型","钛合金","C0702021380100110457","C07020213801001104570001420","06947600333173|06947600345534|06947600373094|06947600387442","申报企业自主确认为非招标产品、非中选产品或中选部件的附件（如覆盖螺丝、中央螺丝等）产品之一"]
["c063d6d7-22ec-11eb-bf70-fa163e0a8baf","5a38a90d-ac24-11e9-8460-fa163e0a8baf","国械注准20193171890","牙种植体系统","常州百康特医疗器械有限公司","常州百康特医疗器械有限公司","a2a95a65982211ecb3f890e2ba8d9d30","牙种植体系统-基台","（T系骨水平基台预成型）TSRCN4.5-3.3","预成型","钛合金","C0702021380100110457","C07020213801001104570001423","06947600342465|06947600354826|06947600362425|06947600370024|06947600384373|06947600396734","申报企业自主确认为非招标产品、非中选产品或中选部件的附件（如覆盖螺丝、中央螺丝等）产品之一"]
["c063d895-22ec-11eb-bf70-fa163e0a8baf","5a38a90d-ac24-11e9-8460-fa163e0a8baf","国械注准20193171890","牙种植体系统","常州百康特医疗器械有限公司","常州百康特医疗器械有限公司","a2a95a65982211ecb3f890e2ba8d9d30","牙种植体系统-基台","（T系骨水平基台预成型）TSRCN11.5-3.9","预成型","钛合金","C0702021380100110457","C07020213801001104570001424","06947600342984|06947600355342|06947600362944|06947600370543|06947600384892|06947600397250","申报企业自主确认为非招标产品、非中选产品或中选部件的附件（如覆盖螺丝、中央螺丝等）产品之一"]
["c063dbd5-22ec-11eb-bf70-fa163e0a8baf","5a38a90d-ac24-11e9-8460-fa163e0a8baf","国械注准20193171890","牙种植体系统","常州百康特医疗器械有限公司","常州百康特医疗器械有限公司","a2a95a65982211ecb3f890e2ba8d9d30","牙种植体系统-基台","（T系骨水平基台预成型）TSRCN6.5-5.3","预成型","钛合金","C0702021380100110457","C07020213801001104570001426","06947600343646|06947600356004|06947600363606|06947600371205|06947600385554|06947600397915","申报企业自主确认为非招标产品、非中选产品或中选部件的附件（如覆盖螺丝、中央螺丝等）产品之一"]
["c0645be6-22ec-11eb-bf70-fa163e0a8baf","5a38a90d-ac24-11e9-8460-fa163e0a8baf","国械注准20193171890","牙种植体系统","常州百康特医疗器械有限公司","常州百康特医疗器械有限公司","a2a95a65982211ecb3f890e2ba8d9d30","牙种植体系统-基台","（T系骨水平基台预成型）TSNCN10.0-0.9","预成型","钛合金","C0702021380100110457","C07020213801001104570001429","06947600338826|06947600351184|06947600378747|06947600393092","申报企业自主确认为非招标产品、非中选产品或中选部件的附件（如覆盖螺丝、中央螺丝等）产品之一"]
["c064651e-22ec-11eb-bf70-fa163e0a8baf","5a38a90d-ac24-11e9-8460-fa163e0a8baf","国械注准20193171890","牙种植体系统","常州百康特医疗器械有限公司","常州百康特医疗器械有限公司","a2a95a65982211ecb3f890e2ba8d9d30","牙种植体系统-基台","（T系骨水平基台预成型）TSNC3.5-0.5","预成型","钛合金","C0702021380100110457","C07020213801001104570001432","06947600332374|06947600344735|06947600372295|06947600386643","申报企业自主确认为非招标产品、非中选产品或中选部件的附件（如覆盖螺丝、中央螺丝等）产品之一"]
["c06466ce-22ec-11eb-bf70-fa163e0a8baf","5a38a90d-ac24-11e9-8460-fa163e0a8baf","国械注准20193171890","牙种植体系统","常州百康特医疗器械有限公司","常州百康特医疗器械有限公司","a2a95a65982211ecb3f890e2ba8d9d30","牙种植体系统-基台","（T系骨水平基台预成型）TSNCN10.0-4.3","预成型","钛合金","C0702021380100110457","C07020213801001104570001433","06947600340225|06947600352587|06947600382133|06947600394495","申报企业自主确认为非招标产品、非中选产品或中选部件的附件（如覆盖螺丝、中央螺丝等）产品之一"]
["c06488c8-22ec-11eb-bf70-fa163e0a8baf","5a38a90d-ac24-11e9-8460-fa163e0a8baf","国械注准20193171890","牙种植体系统","常州百康特医疗器械有限公司","常州百康特医疗器械有限公司","a2a95a65982211ecb3f890e2ba8d9d30","牙种植体系统-基台","（T系骨水平基台预成型）TSNC4.0-5.5","预成型","钛合金","C0702021380100110457","C07020213801001104570001436","06947600334484|06947600346845|06947600374404|06947600388753","申报企业自主确认为非招标产品、非中选产品或中选部件的附件（如覆盖螺丝、中央螺丝等）产品之一"]
["c064a995-22ec-11eb-bf70-fa163e0a8baf","5a38a90d-ac24-11e9-8460-fa163e0a8baf","国械注准20193171890","牙种植体系统","常州百康特医疗器械有限公司","常州百康特医疗器械有限公司","a2a95a65982211ecb3f890e2ba8d9d30","牙种植体系统-基台","（T系骨水平基台预成型）TSRC6.5-3.9","预成型","钛合金","C0702021380100110457","C07020213801001104570001439","06947600336709|06947600349068|06947600359043|06947600366645|06947600376620|06947600390978","申报企业自主确认为非招标产品、非中选产品或中选部件的附件（如覆盖螺丝、中央螺丝等）产品之一"]
["c064ad17-22ec-11eb-bf70-fa163e0a8baf","5a38a90d-ac24-11e9-8460-fa163e0a8baf","国械注准20193171890","牙种植体系统","常州百康特医疗器械有限公司","常州百康特医疗器械有限公司","a2a95a65982211ecb3f890e2ba8d9d30","牙种植体系统-基台","（T系骨水平基台预成型）TSNCN7.0-4.3","预成型","钛合金","C0702021380100110457","C07020213801001104570001441","06947600340164|06947600352525|06947600382072|06947600394433","申报企业自主确认为非招标产品、非中选产品或中选部件的附件（如覆盖螺丝、中央螺丝等）产品之一"]
["c064aeaf-22ec-11eb-bf70-fa163e0a8baf","5a38a90d-ac24-11e9-8460-fa163e0a8baf","国械注准20193171890","牙种植体系统","常州百康特医疗器械有限公司","常州百康特医疗器械有限公司","a2a95a65982211ecb3f890e2ba8d9d30","牙种植体系统-基台","（T系骨水平基台预成型）TSRC4.0-3.9","预成型","钛合金","C0702021380100110457","C07020213801001104570001442","06947600336655|06947600349013|06947600358998|06947600366591|06947600376576|06947600390923","申报企业自主确认为非招标产品、非中选产品或中选部件的附件（如覆盖螺丝、中央螺丝等）产品之一"]
["c064b3c7-22ec-11eb-bf70-fa163e0a8baf","5a38a90d-ac24-11e9-8460-fa163e0a8baf","国械注准20193171890","牙种植体系统","常州百康特医疗器械有限公司","常州百康特医疗器械有限公司","a2a95a65982211ecb3f890e2ba8d9d30","牙种植体系统-基台","（T系骨水平基台预成型）TSRC5.0-0.9","预成型","钛合金","C0702021380100110457","C07020213801001104570001445","06947600334965|06947600347323|06947600357308|06947600364900|06947600374886|06947600389231","申报企业自主确认为非招标产品、非中选产品或中选部件的附件（如覆盖螺丝、中央螺丝等）产品之一"]
["c064b559-22ec-11eb-bf70-fa163e0a8baf","5a38a90d-ac24-11e9-8460-fa163e0a8baf","国械注准20193171890","牙种植体系统","常州百康特医疗器械有限公司","常州百康特医疗器械有限公司","a2a95a65982211ecb3f890e2ba8d9d30","牙种植体系统-基台","（T系骨水平基台预成型）TSRC12.0-6.3","预成型","钛合金","C0702021380100110457","C07020213801001104570001446","06947600338147|06947600350507|06947600360483|06947600368083|06947600378068|06947600392415","申报企业自主确认为非招标产品、非中选产品或中选部件的附件（如覆盖螺丝、中央螺丝等）产品之一"]
["c064ba26-22ec-11eb-bf70-fa163e0a8baf","5a38a90d-ac24-11e9-8460-fa163e0a8baf","国械注准20193171890","牙种植体系统","常州百康特医疗器械有限公司","常州百康特医疗器械有限公司","a2a95a65982211ecb3f890e2ba8d9d30","牙种植体系统-基台","（T系骨水平基台预成型）TSNC6.5-1.5","预成型","钛合金","C0702021380100110457","C07020213801001104570001449","06947600332855|06947600345213|06947600372776|06947600387121","申报企业自主确认为非招标产品、非中选产品或中选部件的附件（如覆盖螺丝、中央螺丝等）产品之一"]
["c064bd4b-22ec-11eb-bf70-fa163e0a8baf","5a38a90d-ac24-11e9-8460-fa163e0a8baf","国械注准20193171890","牙种植体系统","常州百康特医疗器械有限公司","常州百康特医疗器械有限公司","a2a95a65982211ecb3f890e2ba8d9d30","牙种植体系统-基台","（T系骨水平基台预成型）TSNC5.0-2.3","预成型","钛合金","C0702021380100110457","C07020213801001104570001451","06947600333104|06947600345466|06947600373025|06947600387374","申报企业自主确认为非招标产品、非中选产品或中选部件的附件（如覆盖螺丝、中央螺丝等）产品之一"]
["c064c370-22ec-11eb-bf70-fa163e0a8baf","5a38a90d-ac24-11e9-8460-fa163e0a8baf","国械注准20193171890","牙种植体系统","常州百康特医疗器械有限公司","常州百康特医疗器械有限公司","a2a95a65982211ecb3f890e2ba8d9d30","牙种植体系统-基台","（T系骨水平基台预成型）TSNC4.0-5.9","预成型","钛合金","C0702021380100110457","C07020213801001104570001454","06947600334620|06947600346982|06947600374541|06947600388890","申报企业自主确认为非招标产品、非中选产品或中选部件的附件（如覆盖螺丝、中央螺丝等）产品之一"]
["c064fbb6-22ec-11eb-bf70-fa163e0a8baf","5a38a90d-ac24-11e9-8460-fa163e0a8baf","国械注准20193171890","牙种植体系统","常州百康特医疗器械有限公司","常州百康特医疗器械有限公司","a2a95a65982211ecb3f890e2ba8d9d30","牙种植体系统-基台","（T系骨水平基台预成型）TSNC7.0-2.5","预成型","钛合金","C0702021380100110457","C07020213801001104570001455","06947600333289|06947600345640|06947600373209|06947600387558","申报企业自主确认为非招标产品、非中选产品或中选部件的附件（如覆盖螺丝、中央螺丝等）产品之一"]
["c06501c7-22ec-11eb-bf70-fa163e0a8baf","5a38a90d-ac24-11e9-8460-fa163e0a8baf","国械注准20193171890","牙种植体系统","常州百康特医疗器械有限公司","常州百康特医疗器械有限公司","a2a95a65982211ecb3f890e2ba8d9d30","牙种植体系统-基台","（T系骨水平基台预成型）TSRCN7.5-2.5","预成型","钛合金","C0702021380100110457","C07020213801001104570001458","06947600342144|06947600354505|06947600362104|06947600369707|06947600384052|06947600396413","申报企业自主确认为非招标产品、非中选产品或中选部件的附件（如覆盖螺丝、中央螺丝等）产品之一"]
["c06507a3-22ec-11eb-bf70-fa163e0a8baf","5a38a90d-ac24-11e9-8460-fa163e0a8baf","国械注准20193171890","牙种植体系统","常州百康特医疗器械有限公司","常州百康特医疗器械有限公司","a2a95a65982211ecb3f890e2ba8d9d30","牙种植体系统-基台","（T系骨水平基台预成型）TSRC8.0-4.9","预成型","钛合金","C0702021380100110457","C07020213801001104570001461","06947600337300|06947600349662|06947600359647|06947600367246|06947600377221|06947600391579","申报企业自主确认为非招标产品、非中选产品或中选部件的附件（如覆盖螺丝、中央螺丝等）产品之一"]
["c0650ad5-22ec-11eb-bf70-fa163e0a8baf","5a38a90d-ac24-11e9-8460-fa163e0a8baf","国械注准20193171890","牙种植体系统","常州百康特医疗器械有限公司","常州百康特医疗器械有限公司","a2a95a65982211ecb3f890e2ba8d9d30","牙种植体系统-基台","（T系骨水平基台预成型）TSRC7.5-2.3","预成型","钛合金","C0702021380100110457","C07020213801001104570001463","06947600335771|06947600348139|06947600358114|06947600365716|06947600375692|06947600390046","申报企业自主确认为非招标产品、非中选产品或中选部件的附件（如覆盖螺丝、中央螺丝等）产品之一"]
["c0650c6a-22ec-11eb-bf70-fa163e0a8baf","5a38a90d-ac24-11e9-8460-fa163e0a8baf","国械注准20193171890","牙种植体系统","常州百康特医疗器械有限公司","常州百康特医疗器械有限公司","a2a95a65982211ecb3f890e2ba8d9d30","牙种植体系统-基台","（T系骨水平基台预成型）TSRC5.0-1.3","预成型","钛合金","C0702021380100110457","C07020213801001104570001464","06947600335153|06947600347514|06947600357490|06947600365099|06947600375074|06947600389422","申报企业自主确认为非招标产品、非中选产品或中选部件的附件（如覆盖螺丝、中央螺丝等）产品之一"]
["c0651115-22ec-11eb-bf70-fa163e0a8baf","5a38a90d-ac24-11e9-8460-fa163e0a8baf","国械注准20193171890","牙种植体系统","常州百康特医疗器械有限公司","常州百康特医疗器械有限公司","a2a95a65982211ecb3f890e2ba8d9d30","牙种植体系统-基台","（T系骨水平基台预成型）TSNCN5.5-4.3","预成型","钛合金","C0702021380100110457","C07020213801001104570001467","06947600340133|06947600352495|06947600382041|06947600394402","申报企业自主确认为非招标产品、非中选产品或中选部件的附件（如覆盖螺丝、中央螺丝等）产品之一"]
["c065131c-22ec-11eb-bf70-fa163e0a8baf","5a38a90d-ac24-11e9-8460-fa163e0a8baf","国械注准20193171890","牙种植体系统","常州百康特医疗器械有限公司","常州百康特医疗器械有限公司","a2a95a65982211ecb3f890e2ba8d9d30","牙种植体系统-基台","（T系骨水平基台预成型）TSNC7.5-3.5","预成型","钛合金","C0702021380100110457","C07020213801001104570001468","06947600333715|06947600346074|06947600373636|06947600387985","申报企业自主确认为非招标产品、非中选产品或中选部件的附件（如覆盖螺丝、中央螺丝等）产品之一"]
["c0651812-22ec-11eb-bf70-fa163e0a8baf","5a38a90d-ac24-11e9-8460-fa163e0a8baf","国械注准20193171890","牙种植体系统","常州百康特医疗器械有限公司","常州百康特医疗器械有限公司","a2a95a65982211ecb3f890e2ba8d9d30","牙种植体系统-基台","（T系骨水平基台预成型）TSNC8.5-2.9","预成型","钛合金","C0702021380100110457","C07020213801001104570001471","06947600333456|06947600345817|06947600373377|06947600387725","申报企业自主确认为非招标产品、非中选产品或中选部件的附件（如覆盖螺丝、中央螺丝等）产品之一"]
["c0651b3b-22ec-11eb-bf70-fa163e0a8baf","5a38a90d-ac24-11e9-8460-fa163e0a8baf","国械注准20193171890","牙种植体系统","常州百康特医疗器械有限公司","常州百康特医疗器械有限公司","a2a95a65982211ecb3f890e2ba8d9d30","牙种植体系统-基台","（T系骨水平基台预成型）TSNCN7.5-1.9","预成型","钛合金","C0702021380100110457","C07020213801001104570001473","06947600339191|06947600351559|06947600379119|06947600393467","申报企业自主确认为非招标产品、非中选产品或中选部件的附件（如覆盖螺丝、中央螺丝等）产品之一"]
["c0651fde-22ec-11eb-bf70-fa163e0a8baf","5a38a90d-ac24-11e9-8460-fa163e0a8baf","国械注准20193171890","牙种植体系统","常州百康特医疗器械有限公司","常州百康特医疗器械有限公司","a2a95a65982211ecb3f890e2ba8d9d30","牙种植体系统-基台","（T系骨水平基台预成型）TSRC11.0-1.3","预成型","钛合金","C0702021380100110457","C07020213801001104570001476","06947600335276|06947600347637|06947600357612|06947600365211|06947600375197|06947600389545","申报企业自主确认为非招标产品、非中选产品或中选部件的附件（如覆盖螺丝、中央螺丝等）产品之一"]
["c065235f-22ec-11eb-bf70-fa163e0a8baf","5a38a90d-ac24-11e9-8460-fa163e0a8baf","国械注准20193171890","牙种植体系统","常州百康特医疗器械有限公司","常州百康特医疗器械有限公司","a2a95a65982211ecb3f890e2ba8d9d30","牙种植体系统-基台","（T系骨水平基台预成型）TSRC5.0-4.9","预成型","钛合金","C0702021380100110457","C07020213801001104570001477","06947600337249|06947600349600|06947600359584|06947600367185|06947600377160|06947600391517","申报企业自主确认为非招标产品、非中选产品或中选部件的附件（如覆盖螺丝、中央螺丝等）产品之一"]
["c0652875-22ec-11eb-bf70-fa163e0a8baf","5a38a90d-ac24-11e9-8460-fa163e0a8baf","国械注准20193171890","牙种植体系统","常州百康特医疗器械有限公司","常州百康特医疗器械有限公司","a2a95a65982211ecb3f890e2ba8d9d30","牙种植体系统-基台","（T系骨水平基台预成型）TSNCN7.5-5.5","预成型","钛合金","C0702021380100110457","C07020213801001104570001480","06947600340737|06947600353096|06947600382645|06947600395003","申报企业自主确认为非招标产品、非中选产品或中选部件的附件（如覆盖螺丝、中央螺丝等）产品之一"]
["c0652a0a-22ec-11eb-bf70-fa163e0a8baf","5a38a90d-ac24-11e9-8460-fa163e0a8baf","国械注准20193171890","牙种植体系统","常州百康特医疗器械有限公司","常州百康特医疗器械有限公司","a2a95a65982211ecb3f890e2ba8d9d30","牙种植体系统-基台","（T系骨水平基台预成型）TSRCN6.0-2.5","预成型","钛合金","C0702021380100110457","C07020213801001104570001481","06947600342113|06947600354475|06947600362074|06947600369673|06947600384021|06947600396383","申报企业自主确认为非招标产品、非中选产品或中选部件的附件（如覆盖螺丝、中央螺丝等）产品之一"]
["c0652eba-22ec-11eb-bf70-fa163e0a8baf","5a38a90d-ac24-11e9-8460-fa163e0a8baf","国械注准20193171890","牙种植体系统","常州百康特医疗器械有限公司","常州百康特医疗器械有限公司","a2a95a65982211ecb3f890e2ba8d9d30","牙种植体系统-基台","（T系骨水平基台预成型）TSRC8.0-1.3","预成型","钛合金","C0702021380100110457","C07020213801001104570001484","06947600335214|06947600347576|06947600357551|06947600365150|06947600375135|06947600389486","申报企业自主确认为非招标产品、非中选产品或中选部件的附件（如覆盖螺丝、中央螺丝等）产品之一"]
["c06531d8-22ec-11eb-bf70-fa163e0a8baf","5a38a90d-ac24-11e9-8460-fa163e0a8baf","国械注准20193171890","牙种植体系统","常州百康特医疗器械有限公司","常州百康特医疗器械有限公司","a2a95a65982211ecb3f890e2ba8d9d30","牙种植体系统-基台","（T系骨水平基台预成型）TSRC7.5-3.3","预成型","钛合金","C0702021380100110457","C07020213801001104570001486","06947600336341|06947600348702|06947600358682|06947600366287|06947600376262|06947600390619","申报企业自主确认为非招标产品、非中选产品或中选部件的附件（如覆盖螺丝、中央螺丝等）产品之一"]
["c065369c-22ec-11eb-bf70-fa163e0a8baf","5a38a90d-ac24-11e9-8460-fa163e0a8baf","国械注准20193171890","牙种植体系统","常州百康特医疗器械有限公司","常州百康特医疗器械有限公司","a2a95a65982211ecb3f890e2ba8d9d30","牙种植体系统-基台","（T系骨水平基台预成型）TSRC10.5-4.3","预成型","钛合金","C0702021380100110457","C07020213801001104570001489","06947600336976|06947600349334|06947600359319|06947600366911|06947600376893|06947600391241","申报企业自主确认为非招标产品、非中选产品或中选部件的附件（如覆盖螺丝、中央螺丝等）产品之一"]
["c065382e-22ec-11eb-bf70-fa163e0a8baf","5a38a90d-ac24-11e9-8460-fa163e0a8baf","国械注准20193171890","牙种植体系统","常州百康特医疗器械有限公司","常州百康特医疗器械有限公司","a2a95a65982211ecb3f890e2ba8d9d30","牙种植体系统-基台","（T系骨水平基台预成型）TSNCN6.5-2.9","预成型","钛合金","C0702021380100110457","C07020213801001104570001490","06947600339595|06947600351955|06947600379515|06947600393863","申报企业自主确认为非招标产品、非中选产品或中选部件的附件（如覆盖螺丝、中央螺丝等）产品之一"]
["c0653d1e-22ec-11eb-bf70-fa163e0a8baf","5a38a90d-ac24-11e9-8460-fa163e0a8baf","国械注准20193171890","牙种植体系统","常州百康特医疗器械有限公司","常州百康特医疗器械有限公司","a2a95a65982211ecb3f890e2ba8d9d30","牙种植体系统-基台","（T系骨水平基台预成型）TSRCN11.0-5.3","预成型","钛合金","C0702021380100110457","C07020213801001104570001493","06947600343738|06947600356097|06947600363699|06947600371298|06947600385646|06947600398004","申报企业自主确认为非招标产品、非中选产品或中选部件的附件（如覆盖螺丝、中央螺丝等）产品之一"]
["c0653ec6-22ec-11eb-bf70-fa163e0a8baf","5a38a90d-ac24-11e9-8460-fa163e0a8baf","国械注准20193171890","牙种植体系统","常州百康特医疗器械有限公司","常州百康特医疗器械有限公司","a2a95a65982211ecb3f890e2ba8d9d30","牙种植体系统-基台","（T系骨水平基台预成型）TSRCN11.0-4.5","预成型","钛合金","C0702021380100110457","C07020213801001104570001494","06947600343356|06947600355717|06947600363316|06947600370918|06947600385264|06947600397625","申报企业自主确认为非招标产品、非中选产品或中选部件的附件（如覆盖螺丝、中央螺丝等）产品之一"]
["c0654506-22ec-11eb-bf70-fa163e0a8baf","5a38a90d-ac24-11e9-8460-fa163e0a8baf","国械注准20193171890","牙种植体系统","常州百康特医疗器械有限公司","常州百康特医疗器械有限公司","a2a95a65982211ecb3f890e2ba8d9d30","牙种植体系统-基台","（T系骨水平基台预成型）TSRCN6.5-6.5","预成型","钛合金","C0702021380100110457","C07020213801001104570001498","06947600344407|06947600356769|06947600364368|06947600371960|06947600386315|06947600398673","申报企业自主确认为非招标产品、非中选产品或中选部件的附件（如覆盖螺丝、中央螺丝等）产品之一"]
["c0654694-22ec-11eb-bf70-fa163e0a8baf","5a38a90d-ac24-11e9-8460-fa163e0a8baf","国械注准20193171890","牙种植体系统","常州百康特医疗器械有限公司","常州百康特医疗器械有限公司","a2a95a65982211ecb3f890e2ba8d9d30","牙种植体系统-基台","（T系骨水平基台预成型）TSNC10.0-4.5","预成型","钛合金","C0702021380100110457","C07020213801001104570001499","06947600334187|06947600346548|06947600374107|06947600388456","申报企业自主确认为非招标产品、非中选产品或中选部件的附件（如覆盖螺丝、中央螺丝等）产品之一"]
["c0654b76-22ec-11eb-bf70-fa163e0a8baf","5a38a90d-ac24-11e9-8460-fa163e0a8baf","国械注准20193171890","牙种植体系统","常州百康特医疗器械有限公司","常州百康特医疗器械有限公司","a2a95a65982211ecb3f890e2ba8d9d30","牙种植体系统-基台","（T系骨水平基台预成型）TSRCN9.5-5.3","预成型","钛合金","C0702021380100110457","C07020213801001104570001502","06947600343707|06947600356066|06947600363668|06947600371267|06947600385615|06947600397973","申报企业自主确认为非招标产品、非中选产品或中选部件的附件（如覆盖螺丝、中央螺丝等）产品之一"]
["c0654d0c-22ec-11eb-bf70-fa163e0a8baf","5a38a90d-ac24-11e9-8460-fa163e0a8baf","国械注准20193171890","牙种植体系统","常州百康特医疗器械有限公司","常州百康特医疗器械有限公司","a2a95a65982211ecb3f890e2ba8d9d30","牙种植体系统-基台","（T系骨水平基台预成型）TSRCN12.5-6.5","预成型","钛合金","C0702021380100110457","C07020213801001104570001503","06947600344520|06947600356882|06947600364481|06947600372080|06947600386438|06947600398790","申报企业自主确认为非招标产品、非中选产品或中选部件的附件（如覆盖螺丝、中央螺丝等）产品之一"]
["c06551ef-22ec-11eb-bf70-fa163e0a8baf","5a38a90d-ac24-11e9-8460-fa163e0a8baf","国械注准20193171890","牙种植体系统","常州百康特医疗器械有限公司","常州百康特医疗器械有限公司","a2a95a65982211ecb3f890e2ba8d9d30","牙种植体系统-基台","（T系骨水平基台预成型）TSRC11.5-0.5","预成型","钛合金","C0702021380100110457","C07020213801001104570001506","06947600334903|06947600347262|06947600357247|06947600364849|06947600374824|06947600389170","申报企业自主确认为非招标产品、非中选产品或中选部件的附件（如覆盖螺丝、中央螺丝等）产品之一"]
["c065551a-22ec-11eb-bf70-fa163e0a8baf","5a38a90d-ac24-11e9-8460-fa163e0a8baf","国械注准20193171890","牙种植体系统","常州百康特医疗器械有限公司","常州百康特医疗器械有限公司","a2a95a65982211ecb3f890e2ba8d9d30","牙种植体系统-基台","（T系骨水平基台预成型）TSRC11.0-6.3","预成型","钛合金","C0702021380100110457","C07020213801001104570001508","06947600338123|06947600350484|06947600360469|06947600368069|06947600378044|06947600392392","申报企业自主确认为非招标产品、非中选产品或中选部件的附件（如覆盖螺丝、中央螺丝等）产品之一"]
["c0655a3e-22ec-11eb-bf70-fa163e0a8baf","5a38a90d-ac24-11e9-8460-fa163e0a8baf","国械注准20193171890","牙种植体系统","常州百康特医疗器械有限公司","常州百康特医疗器械有限公司","a2a95a65982211ecb3f890e2ba8d9d30","牙种植体系统-基台","（T系骨水平基台预成型）TSRCN7.5-3.3","预成型","钛合金","C0702021380100110457","C07020213801001104570001511","06947600342526，06947600354888，06947600362487，06947600370086，06947600384434，06947600396794","申报企业自主确认为非招标产品、非中选产品或中选部件的附件（如覆盖螺丝、中央螺丝等）产品之一"]
["c0655d6b-22ec-11eb-bf70-fa163e0a8baf","5a38a90d-ac24-11e9-8460-fa163e0a8baf","国械注准20193171890","牙种植体系统","常州百康特医疗器械有限公司","常州百康特医疗器械有限公司","a2a95a65982211ecb3f890e2ba8d9d30","牙种植体系统-基台","（T系骨水平基台预成型）TSRCN12.0-5.9","预成型","钛合金","C0702021380100110457","C07020213801001104570001512","06947600344131，06947600356493，06947600364092，06947600371694，06947600386049，06947600398400","申报企业自主确认为非招标产品、非中选产品或中选部件的附件（如覆盖螺丝、中央螺丝等）产品之一"]
["c0656263-22ec-11eb-bf70-fa163e0a8baf","5a38a90d-ac24-11e9-8460-fa163e0a8baf","国械注准20193171890","牙种植体系统","常州百康特医疗器械有限公司","常州百康特医疗器械有限公司","a2a95a65982211ecb3f890e2ba8d9d30","牙种植体系统-基台","（T系骨水平基台预成型）TSNC4.5-1.9","预成型","钛合金","C0702021380100110457","C07020213801001104570001515","06947600332954，06947600345312，06947600372875，06947600387220","申报企业自主确认为非招标产品、非中选产品或中选部件的附件（如覆盖螺丝、中央螺丝等）产品之一"]
["c06563f6-22ec-11eb-bf70-fa163e0a8baf","5a38a90d-ac24-11e9-8460-fa163e0a8baf","国械注准20193171890","牙种植体系统","常州百康特医疗器械有限公司","常州百康特医疗器械有限公司","a2a95a65982211ecb3f890e2ba8d9d30","牙种植体系统-基台","（T系骨水平基台预成型）TSNC7.5-4.9","预成型","钛合金","C0702021380100110457","C07020213801001104570001516","06947600334279，06947600346630，06947600374190，06947600388548","申报企业自主确认为非招标产品、非中选产品或中选部件的附件（如覆盖螺丝、中央螺丝等）产品之一"]
["c0656a4a-22ec-11eb-bf70-fa163e0a8baf","5a38a90d-ac24-11e9-8460-fa163e0a8baf","国械注准20193171890","牙种植体系统","常州百康特医疗器械有限公司","常州百康特医疗器械有限公司","a2a95a65982211ecb3f890e2ba8d9d30","牙种植体系统-基台","（T系骨水平基台预成型）TSNC8.0-3.3","预成型","钛合金","C0702021380100110457","C07020213801001104570001520","06947600333586，06947600345947，06947600373506，06947600387855","申报企业自主确认为非招标产品、非中选产品或中选部件的附件（如覆盖螺丝、中央螺丝等）产品之一"]
["c0656bcd-22ec-11eb-bf70-fa163e0a8baf","5a38a90d-ac24-11e9-8460-fa163e0a8baf","国械注准20193171890","牙种植体系统","常州百康特医疗器械有限公司","常州百康特医疗器械有限公司","a2a95a65982211ecb3f890e2ba8d9d30","牙种植体系统-基台","（T系骨水平基台预成型）TSRCN11.0-1.3","预成型","钛合金","C0702021380100110457","C07020213801001104570001521","06947600341451，06947600353812，06947600361411，06947600369011，06947600383369，06947600395720","申报企业自主确认为非招标产品、非中选产品或中选部件的附件（如覆盖螺丝、中央螺丝等）产品之一"]
["c06570be-22ec-11eb-bf70-fa163e0a8baf","5a38a90d-ac24-11e9-8460-fa163e0a8baf","国械注准20193171890","牙种植体系统","常州百康特医疗器械有限公司","常州百康特医疗器械有限公司","a2a95a65982211ecb3f890e2ba8d9d30","牙种植体系统-基台","（T系骨水平基台预成型）TSNCN4.0-3.3","预成型","钛合金","C0702021380100110457","C07020213801001104570001524","06947600339683，06947600352044，06947600379607，06947600393955","申报企业自主确认为非招标产品、非中选产品或中选部件的附件（如覆盖螺丝、中央螺丝等）产品之一"]
["c0657241-22ec-11eb-bf70-fa163e0a8baf","5a38a90d-ac24-11e9-8460-fa163e0a8baf","国械注准20193171890","牙种植体系统","常州百康特医疗器械有限公司","常州百康特医疗器械有限公司","a2a95a65982211ecb3f890e2ba8d9d30","牙种植体系统-基台","（T系骨水平基台预成型）TSRCN6.0-3.5","预成型","钛合金","C0702021380100110457","C07020213801001104570001525","06947600342687，06947600355045，06947600362647，06947600370246，06947600384595，06947600396956","申报企业自主确认为非招标产品、非中选产品或中选部件的附件（如覆盖螺丝、中央螺丝等）产品之一"]
["c06578b0-22ec-11eb-bf70-fa163e0a8baf","5a38a90d-ac24-11e9-8460-fa163e0a8baf","国械注准20193171890","牙种植体系统","常州百康特医疗器械有限公司","常州百康特医疗器械有限公司","a2a95a65982211ecb3f890e2ba8d9d30","牙种植体系统-基台","（T系骨水平基台预成型）TSNC7.0-0.9","预成型","钛合金","C0702021380100110457","C07020213801001104570001529","06947600332589，06947600344940，06947600372509，06947600386858","申报企业自主确认为非招标产品、非中选产品或中选部件的附件（如覆盖螺丝、中央螺丝等）产品之一"]
["c0657a36-22ec-11eb-bf70-fa163e0a8baf","5a38a90d-ac24-11e9-8460-fa163e0a8baf","国械注准20193171890","牙种植体系统","常州百康特医疗器械有限公司","常州百康特医疗器械有限公司","a2a95a65982211ecb3f890e2ba8d9d30","牙种植体系统-基台","（T系骨水平基台预成型）TSRCN12.0-6.9","预成型","钛合金","C0702021380100110457","C07020213801001104570001530","06947600344704，06947600357063，06947600364665，06947600372264，06947600386612，06947600398976","申报企业自主确认为非招标产品、非中选产品或中选部件的附件（如覆盖螺丝、中央螺丝等）产品之一"]
["c0657ee6-22ec-11eb-bf70-fa163e0a8baf","5a38a90d-ac24-11e9-8460-fa163e0a8baf","国械注准20193171890","牙种植体系统","常州百康特医疗器械有限公司","常州百康特医疗器械有限公司","a2a95a65982211ecb3f890e2ba8d9d30","牙种植体系统-基台","（T系骨水平基台预成型）TSRCN9.0-1.5","预成型","钛合金","C0702021380100110457","C07020213801001104570001533","06947600341604，06947600353966，06947600361565，06947600369165，06947600383512，06947600395874","申报企业自主确认为非招标产品、非中选产品或中选部件的附件（如覆盖螺丝、中央螺丝等）产品之一"]
["c065806d-22ec-11eb-bf70-fa163e0a8baf","5a38a90d-ac24-11e9-8460-fa163e0a8baf","国械注准20193171890","牙种植体系统","常州百康特医疗器械有限公司","常州百康特医疗器械有限公司","a2a95a65982211ecb3f890e2ba8d9d30","牙种植体系统-基台","（T系骨水平基台预成型）TSRCN6.5-2.9","预成型","钛合金","C0702021380100110457","C07020213801001104570001534","06947600342311，06947600354673，06947600362272，06947600369875，06947600384229，06947600396581","申报企业自主确认为非招标产品、非中选产品或中选部件的附件（如覆盖螺丝、中央螺丝等）产品之一"]
["c0658676-22ec-11eb-bf70-fa163e0a8baf","5a38a90d-ac24-11e9-8460-fa163e0a8baf","国械注准20193171890","牙种植体系统","常州百康特医疗器械有限公司","常州百康特医疗器械有限公司","a2a95a65982211ecb3f890e2ba8d9d30","牙种植体系统-基台","（T系骨水平基台预成型）TSNC4.5-1.5","预成型","钛合金","C0702021380100110457","C07020213801001104570001537","06947600332817，06947600345176，06947600372738，06947600387084","申报企业自主确认为非招标产品、非中选产品或中选部件的附件（如覆盖螺丝、中央螺丝等）产品之一"]
["c065898f-22ec-11eb-bf70-fa163e0a8baf","5a38a90d-ac24-11e9-8460-fa163e0a8baf","国械注准20193171890","牙种植体系统","常州百康特医疗器械有限公司","常州百康特医疗器械有限公司","a2a95a65982211ecb3f890e2ba8d9d30","牙种植体系统-基台","（T系骨水平基台预成型）TSNCN3.5-4.9","预成型","钛合金","C0702021380100110457","C07020213801001104570001539","06947600340379，06947600352730，06947600382287，06947600394648","申报企业自主确认为非招标产品、非中选产品或中选部件的附件（如覆盖螺丝、中央螺丝等）产品之一"]
["c0658ec5-22ec-11eb-bf70-fa163e0a8baf","5a38a90d-ac24-11e9-8460-fa163e0a8baf","国械注准20193171890","牙种植体系统","常州百康特医疗器械有限公司","常州百康特医疗器械有限公司","a2a95a65982211ecb3f890e2ba8d9d30","牙种植体系统-基台","（T系骨水平基台预成型）TSRC9.0-1.3","预成型","钛合金","C0702021380100110457","C07020213801001104570001542","06947600335238，06947600347590，06947600357575，06947600365174，06947600375159，06947600389507","申报企业自主确认为非招标产品、非中选产品或中选部件的附件（如覆盖螺丝、中央螺丝等）产品之一"]
["c0659257-22ec-11eb-bf70-fa163e0a8baf","5a38a90d-ac24-11e9-8460-fa163e0a8baf","国械注准20193171890","牙种植体系统","常州百康特医疗器械有限公司","常州百康特医疗器械有限公司","a2a95a65982211ecb3f890e2ba8d9d30","牙种植体系统-基台","（T系骨水平基台预成型）TSNCN10.0-5.5","预成型","钛合金","C0702021380100110457","C07020213801001104570001543","06947600340782，06947600353140，06947600382690，06947600395058","申报企业自主确认为非招标产品、非中选产品或中选部件的附件（如覆盖螺丝、中央螺丝等）产品之一"]
["c0659787-22ec-11eb-bf70-fa163e0a8baf","5a38a90d-ac24-11e9-8460-fa163e0a8baf","国械注准20193171890","牙种植体系统","常州百康特医疗器械有限公司","常州百康特医疗器械有限公司","a2a95a65982211ecb3f890e2ba8d9d30","牙种植体系统-基台","（T系骨水平基台预成型）TSRCN7.0-2.9","预成型","钛合金","C0702021380100110457","C07020213801001104570001546","06947600342328，06947600354680，06947600362289，06947600369888，06947600384236，06947600396592","申报企业自主确认为非招标产品、非中选产品或中选部件的附件（如覆盖螺丝、中央螺丝等）产品之一"]
["c0659917-22ec-11eb-bf70-fa163e0a8baf","5a38a90d-ac24-11e9-8460-fa163e0a8baf","国械注准20193171890","牙种植体系统","常州百康特医疗器械有限公司","常州百康特医疗器械有限公司","a2a95a65982211ecb3f890e2ba8d9d30","牙种植体系统-基台","（T系骨水平基台预成型）TSNCN9.5-4.3","预成型","钛合金","C0702021380100110457","C07020213801001104570001547","06947600340218，06947600352570，06947600382126，06947600394488","申报企业自主确认为非招标产品、非中选产品或中选部件的附件（如覆盖螺丝、中央螺丝等）产品之一"]
["c0659c3a-22ec-11eb-bf70-fa163e0a8baf","5a38a90d-ac24-11e9-8460-fa163e0a8baf","国械注准20193171890","牙种植体系统","常州百康特医疗器械有限公司","常州百康特医疗器械有限公司","a2a95a65982211ecb3f890e2ba8d9d30","牙种植体系统-基台","（T系骨水平基台预成型）TSNCN9.5-0.5","预成型","钛合金","C0702021380100110457","C07020213801001104570001549","06947600338673，06947600351030，06947600378596，06947600392941","申报企业自主确认为非招标产品、非中选产品或中选部件的附件（如覆盖螺丝、中央螺丝等）产品之一"]
["c065a108-22ec-11eb-bf70-fa163e0a8baf","5a38a90d-ac24-11e9-8460-fa163e0a8baf","国械注准20193171890","牙种植体系统","常州百康特医疗器械有限公司","常州百康特医疗器械有限公司","a2a95a65982211ecb3f890e2ba8d9d30","牙种植体系统-基台","（T系骨水平基台预成型）TSRC9.5-5.5","预成型","钛合金","C0702021380100110457","C07020213801001104570001552","06947600337713，06947600350071，06947600360056，06947600367659，06947600377634，06947600391982","申报企业自主确认为非招标产品、非中选产品或中选部件的附件（如覆盖螺丝、中央螺丝等）产品之一"]
["c065a5c1-22ec-11eb-bf70-fa163e0a8baf","5a38a90d-ac24-11e9-8460-fa163e0a8baf","国械注准20193171890","牙种植体系统","常州百康特医疗器械有限公司","常州百康特医疗器械有限公司","a2a95a65982211ecb3f890e2ba8d9d30","牙种植体系统-基台","（T系骨水平基台预成型）TSNC4.5-5.5","预成型","钛合金","C0702021380100110457","C07020213801001104570001555","06947600334491，06947600346852，06947600374411，06947600388760","申报企业自主确认为非招标产品、非中选产品或中选部件的附件（如覆盖螺丝、中央螺丝等）产品之一"]
["c065a8d4-22ec-11eb-bf70-fa163e0a8baf","5a38a90d-ac24-11e9-8460-fa163e0a8baf","国械注准20193171890","牙种植体系统","常州百康特医疗器械有限公司","常州百康特医疗器械有限公司","a2a95a65982211ecb3f890e2ba8d9d30","牙种植体系统-基台","（T系骨水平基台预成型）TSNC3.5-4.3","预成型","钛合金","C0702021380100110457","C07020213801001104570001556","06947600333913，06947600346272，06947600373834，06947600388180","申报企业自主确认为非招标产品、非中选产品或中选部件的附件（如覆盖螺丝、中央螺丝等）产品之一"]
["c065adca-22ec-11eb-bf70-fa163e0a8baf","5a38a90d-ac24-11e9-8460-fa163e0a8baf","国械注准20193171890","牙种植体系统","常州百康特医疗器械有限公司","常州百康特医疗器械有限公司","a2a95a65982211ecb3f890e2ba8d9d30","牙种植体系统-基台","（T系骨水平基台预成型）TSNCN7.5-0.9","预成型","钛合金","C0702021380100110457","C07020213801001104570001559","06947600338772，06947600351139，06947600378697，06947600393047","申报企业自主确认为非招标产品、非中选产品或中选部件的附件（如覆盖螺丝、中央螺丝等）产品之一"]
["c065af66-22ec-11eb-bf70-fa163e0a8baf","5a38a90d-ac24-11e9-8460-fa163e0a8baf","国械注准20193171890","牙种植体系统","常州百康特医疗器械有限公司","常州百康特医疗器械有限公司","a2a95a65982211ecb3f890e2ba8d9d30","牙种植体系统-基台","（T系骨水平基台预成型）TSRCN11.5-6.3","预成型","钛合金","C0702021380100110457","C07020213801001104570001560","06947600344315，06947600356677，06947600364276，06947600371878，06947600386223，06947600398585","申报企业自主确认为非招标产品、非中选产品或中选部件的附件（如覆盖螺丝、中央螺丝等）产品之一"]
["c065b592-22ec-11eb-bf70-fa163e0a8baf","5a38a90d-ac24-11e9-8460-fa163e0a8baf","国械注准20193171890","牙种植体系统","常州百康特医疗器械有限公司","常州百康特医疗器械有限公司","a2a95a65982211ecb3f890e2ba8d9d30","牙种植体系统-基台","（T系骨水平基台预成型）TSRCN10.0-2.9","预成型","钛合金","C0702021380100110457","C07020213801001104570001564","06947600342380，06947600354741，06947600362340，06947600369943，06947600384298，06947600396659","申报企业自主确认为非招标产品、非中选产品或中选部件的附件（如覆盖螺丝、中央螺丝等）产品之一"]
["c065b71b-22ec-11eb-bf70-fa163e0a8baf","5a38a90d-ac24-11e9-8460-fa163e0a8baf","国械注准20193171890","牙种植体系统","常州百康特医疗器械有限公司","常州百康特医疗器械有限公司","a2a95a65982211ecb3f890e2ba8d9d30","牙种植体系统-基台","（T系骨水平基台预成型）TSRCN10.0-3.5","预成型","钛合金","C0702021380100110457","C07020213801001104570001565","06947600342762，06947600355120，06947600362722，06947600370321，06947600384670，06947600397038","申报企业自主确认为非招标产品、非中选产品或中选部件的附件（如覆盖螺丝、中央螺丝等）产品之一"]
["c065bbc3-22ec-11eb-bf70-fa163e0a8baf","5a38a90d-ac24-11e9-8460-fa163e0a8baf","国械注准20193171890","牙种植体系统","常州百康特医疗器械有限公司","常州百康特医疗器械有限公司","a2a95a65982211ecb3f890e2ba8d9d30","牙种植体系统-基台","（T系骨水平基台预成型）TSRCN11.0-1.5","预成型","钛合金","C0702021380100110457","C07020213801001104570001568","06947600341642，06947600354000，06947600361602，06947600369202，06947600383550，06947600395911","申报企业自主确认为非招标产品、非中选产品或中选部件的附件（如覆盖螺丝、中央螺丝等）产品之一"]
["c065bd79-22ec-11eb-bf70-fa163e0a8baf","5a38a90d-ac24-11e9-8460-fa163e0a8baf","国械注准20193171890","牙种植体系统","常州百康特医疗器械有限公司","常州百康特医疗器械有限公司","a2a95a65982211ecb3f890e2ba8d9d30","牙种植体系统-基台","（T系骨水平基台预成型）TSRCN12.5-3.9","预成型","钛合金","C0702021380100110457","C07020213801001104570001569","06947600343004，06947600355366，06947600362968，06947600370567，06947600384915，06947600397274","申报企业自主确认为非招标产品、非中选产品或中选部件的附件（如覆盖螺丝、中央螺丝等）产品之一"]
["c065c227-22ec-11eb-bf70-fa163e0a8baf","5a38a90d-ac24-11e9-8460-fa163e0a8baf","国械注准20193171890","牙种植体系统","常州百康特医疗器械有限公司","常州百康特医疗器械有限公司","a2a95a65982211ecb3f890e2ba8d9d30","牙种植体系统-基台","（T系骨水平基台预成型）TSNC6.5-4.5","预成型","钛合金","C0702021380100110457","C07020213801001104570001572","06947600334118，06947600346470，06947600374039，06947600388382","申报企业自主确认为非招标产品、非中选产品或中选部件的附件（如覆盖螺丝、中央螺丝等）产品之一"]
["c065c53b-22ec-11eb-bf70-fa163e0a8baf","5a38a90d-ac24-11e9-8460-fa163e0a8baf","国械注准20193171890","牙种植体系统","常州百康特医疗器械有限公司","常州百康特医疗器械有限公司","a2a95a65982211ecb3f890e2ba8d9d30","牙种植体系统-基台","（T系骨水平基台预成型）TSRCN13.0-6.3","预成型","钛合金","C0702021380100110457","C07020213801001104570001574","06947600344346，06947600356707，06947600364306，06947600371908，06947600386254，06947600398615","申报企业自主确认为非招标产品、非中选产品或中选部件的附件（如覆盖螺丝、中央螺丝等）产品之一"]
["c065caab-22ec-11eb-bf70-fa163e0a8baf","5a38a90d-ac24-11e9-8460-fa163e0a8baf","国械注准20193171890","牙种植体系统","常州百康特医疗器械有限公司","常州百康特医疗器械有限公司","a2a95a65982211ecb3f890e2ba8d9d30","牙种植体系统-基台","（T系骨水平基台预成型）TSNCN9.5-2.3","预成型","钛合金","C0702021380100110457","C07020213801001104570001577","06947600339373，06947600351733，06947600379296，06947600393641","申报企业自主确认为非招标产品、非中选产品或中选部件的附件（如覆盖螺丝、中央螺丝等）产品之一"]
["c065cc61-22ec-11eb-bf70-fa163e0a8baf","5a38a90d-ac24-11e9-8460-fa163e0a8baf","国械注准20193171890","牙种植体系统","常州百康特医疗器械有限公司","常州百康特医疗器械有限公司","a2a95a65982211ecb3f890e2ba8d9d30","牙种植体系统-基台","（T系骨水平基台预成型）TSNCN4.5-2.5","预成型","钛合金","C0702021380100110457","C07020213801001104570001578","06947600339410，06947600351771，06947600379331，06947600393689","申报企业自主确认为非招标产品、非中选产品或中选部件的附件（如覆盖螺丝、中央螺丝等）产品之一"]
["c065d129-22ec-11eb-bf70-fa163e0a8baf","5a38a90d-ac24-11e9-8460-fa163e0a8baf","国械注准20193171890","牙种植体系统","常州百康特医疗器械有限公司","常州百康特医疗器械有限公司","a2a95a65982211ecb3f890e2ba8d9d30","牙种植体系统-基台","（T系骨水平基台预成型）TSRCN12.0-1.3","预成型","钛合金","C0702021380100110457","C07020213801001104570001581","06947600341475，06947600353836，06947600361435，06947600369035，06947600383383，06947600395744","申报企业自主确认为非招标产品、非中选产品或中选部件的附件（如覆盖螺丝、中央螺丝等）产品之一"]
["c065d2c1-22ec-11eb-bf70-fa163e0a8baf","5a38a90d-ac24-11e9-8460-fa163e0a8baf","国械注准20193171890","牙种植体系统","常州百康特医疗器械有限公司","常州百康特医疗器械有限公司","a2a95a65982211ecb3f890e2ba8d9d30","牙种植体系统-基台","（T系骨水平基台预成型）TSRC12.0-4.9","预成型","钛合金","C0702021380100110457","C07020213801001104570001582","06947600337386，06947600349747，06947600359722，06947600367321，06947600377306，06947600391654","申报企业自主确认为非招标产品、非中选产品或中选部件的附件（如覆盖螺丝、中央螺丝等）产品之一"]
["c065d5e2-22ec-11eb-bf70-fa163e0a8baf","5a38a90d-ac24-11e9-8460-fa163e0a8baf","国械注准20193171890","牙种植体系统","常州百康特医疗器械有限公司","常州百康特医疗器械有限公司","a2a95a65982211ecb3f890e2ba8d9d30","牙种植体系统-基台","（T系骨水平基台预成型）TSNC3.5-2.5","预成型","钛合金","C0702021380100110457","C07020213801001104570001584","06947600333210，06947600345572，06947600373131，06947600387480","申报企业自主确认为非招标产品、非中选产品或中选部件的附件（如覆盖螺丝、中央螺丝等）产品之一"]
["c065db03-22ec-11eb-bf70-fa163e0a8baf","5a38a90d-ac24-11e9-8460-fa163e0a8baf","国械注准20193171890","牙种植体系统","常州百康特医疗器械有限公司","常州百康特医疗器械有限公司","a2a95a65982211ecb3f890e2ba8d9d30","牙种植体系统-基台","（T系骨水平基台预成型）TSNCN9.0-3.5","预成型","钛合金","C0702021380100110457","C07020213801001104570001587","06947600339922，06947600352280，06947600379843，06947600394198","申报企业自主确认为非招标产品、非中选产品或中选部件的附件（如覆盖螺丝、中央螺丝等）产品之一"]
["c065dfbb-22ec-11eb-bf70-fa163e0a8baf","5a38a90d-ac24-11e9-8460-fa163e0a8baf","国械注准20193171890","牙种植体系统","常州百康特医疗器械有限公司","常州百康特医疗器械有限公司","a2a95a65982211ecb3f890e2ba8d9d30","牙种植体系统-基台","（T系骨水平基台预成型）TSNC6.0-3.5","预成型","钛合金","C0702021380100110457","C07020213801001104570001590","06947600333685，06947600346043，06947600373605，06947600387954","申报企业自主确认为非招标产品、非中选产品或中选部件的附件（如覆盖螺丝、中央螺丝等）产品之一"]
["c065e145-22ec-11eb-bf70-fa163e0a8baf","5a38a90d-ac24-11e9-8460-fa163e0a8baf","国械注准20193171890","牙种植体系统","常州百康特医疗器械有限公司","常州百康特医疗器械有限公司","a2a95a65982211ecb3f890e2ba8d9d30","牙种植体系统-基台","（T系骨水平基台预成型）TSNCN9.5-5.9","预成型","钛合金","C0702021380100110457","C07020213801001104570001591","06947600340911，06947600353270，06947600382829，06947600395188","申报企业自主确认为非招标产品、非中选产品或中选部件的附件（如覆盖螺丝、中央螺丝等）产品之一"]
["c065e65c-22ec-11eb-bf70-fa163e0a8baf","5a38a90d-ac24-11e9-8460-fa163e0a8baf","国械注准20193171890","牙种植体系统","常州百康特医疗器械有限公司","常州百康特医疗器械有限公司","a2a95a65982211ecb3f890e2ba8d9d30","牙种植体系统-基台","（T系骨水平基台预成型）TSRCN10.5-2.5","预成型","钛合金","C0702021380100110457","C07020213801001104570001594","06947600342205，06947600354567，06947600362166，06947600369761，06947600384113，06947600396475","申报企业自主确认为非招标产品、非中选产品或中选部件的附件（如覆盖螺丝、中央螺丝等）产品之一"]
["c065ec1c-22ec-11eb-bf70-fa163e0a8baf","5a38a90d-ac24-11e9-8460-fa163e0a8baf","国械注准20193171890","牙种植体系统","常州百康特医疗器械有限公司","常州百康特医疗器械有限公司","a2a95a65982211ecb3f890e2ba8d9d30","牙种植体系统-基台","（T系骨水平基台预成型）TSNC5.5-2.9","预成型","钛合金","C0702021380100110457","C07020213801001104570001597","06947600333395，06947600345756，06947600373315，06947600387664","申报企业自主确认为非招标产品、非中选产品或中选部件的附件（如覆盖螺丝、中央螺丝等）产品之一"]
["c065ef46-22ec-11eb-bf70-fa163e0a8baf","5a38a90d-ac24-11e9-8460-fa163e0a8baf","国械注准20193171890","牙种植体系统","常州百康特医疗器械有限公司","常州百康特医疗器械有限公司","a2a95a65982211ecb3f890e2ba8d9d30","牙种植体系统-基台","（T系骨水平基台预成型）TSRCN7.0-1.5","预成型","钛合金","C0702021380100110457","C07020213801001104570001599","06947600341567，06947600353928，06947600361527，06947600369127，06947600383475，06947600395836","申报企业自主确认为非招标产品、非中选产品或中选部件的附件（如覆盖螺丝、中央螺丝等）产品之一"]
["c065f0ce-22ec-11eb-bf70-fa163e0a8baf","5a38a90d-ac24-11e9-8460-fa163e0a8baf","国械注准20193171890","牙种植体系统","常州百康特医疗器械有限公司","常州百康特医疗器械有限公司","a2a95a65982211ecb3f890e2ba8d9d30","牙种植体系统-基台","（T系骨水平基台预成型）TSRCN9.0-2.5","预成型","钛合金","C0702021380100110457","C07020213801001104570001600","06947600342175，06947600354536，06947600362135，06947600369738，06947600384083，06947600396444","申报企业自主确认为非招标产品、非中选产品或中选部件的附件（如覆盖螺丝、中央螺丝等）产品之一"]
["c065f58b-22ec-11eb-bf70-fa163e0a8baf","5a38a90d-ac24-11e9-8460-fa163e0a8baf","国械注准20193171890","牙种植体系统","常州百康特医疗器械有限公司","常州百康特医疗器械有限公司","a2a95a65982211ecb3f890e2ba8d9d30","牙种植体系统-基台","（T系骨水平基台预成型）TSRC9.5-3.5","预成型","钛合金","C0702021380100110457","C07020213801001104570001603","06947600336570，06947600348931，06947600358916，06947600366515，06947600376491，06947600390848","申报企业自主确认为非招标产品、非中选产品或中选部件的附件（如覆盖螺丝、中央螺丝等）产品之一"]
["c065f717-22ec-11eb-bf70-fa163e0a8baf","5a38a90d-ac24-11e9-8460-fa163e0a8baf","国械注准20193171890","牙种植体系统","常州百康特医疗器械有限公司","常州百康特医疗器械有限公司","a2a95a65982211ecb3f890e2ba8d9d30","牙种植体系统-基台","（T系骨水平基台预成型）TSNC4.5-2.9","预成型","钛合金","C0702021380100110457","C07020213801001104570001604","06947600333371，06947600345732，06947600373292，06947600387640","申报企业自主确认为非招标产品、非中选产品或中选部件的附件（如覆盖螺丝、中央螺丝等）产品之一"]
["c065fbf4-22ec-11eb-bf70-fa163e0a8baf","5a38a90d-ac24-11e9-8460-fa163e0a8baf","国械注准20193171890","牙种植体系统","常州百康特医疗器械有限公司","常州百康特医疗器械有限公司","a2a95a65982211ecb3f890e2ba8d9d30","牙种植体系统-基台","（T系骨水平基台预成型）TSNCN4.5-3.3","预成型","钛合金","C0702021380100110457","C07020213801001104570001607","06947600339696，06947600352051，06947600379614，06947600393962","申报企业自主确认为非招标产品、非中选产品或中选部件的附件（如覆盖螺丝、中央螺丝等）产品之一"]
["c065ffc6-22ec-11eb-bf70-fa163e0a8baf","5a38a90d-ac24-11e9-8460-fa163e0a8baf","国械注准20193171890","牙种植体系统","常州百康特医疗器械有限公司","常州百康特医疗器械有限公司","a2a95a65982211ecb3f890e2ba8d9d30","牙种植体系统-基台","（T系骨水平基台预成型）TSNCN3.5-5.5","预成型","钛合金","C0702021380100110457","C07020213801001104570001609","06947600340652，06947600353010，06947600382560，06947600394921","申报企业自主确认为非招标产品、非中选产品或中选部件的附件（如覆盖螺丝、中央螺丝等）产品之一"]
["c066047d-22ec-11eb-bf70-fa163e0a8baf","5a38a90d-ac24-11e9-8460-fa163e0a8baf","国械注准20193171890","牙种植体系统","常州百康特医疗器械有限公司","常州百康特医疗器械有限公司","a2a95a65982211ecb3f890e2ba8d9d30","牙种植体系统-基台","（T系骨水平基台预成型）TSNCN8.0-2.9","预成型","钛合金","C0702021380100110457","C07020213801001104570001612","06947600339625，06947600351986，06947600379546，06947600393894","申报企业自主确认为非招标产品、非中选产品或中选部件的附件（如覆盖螺丝、中央螺丝等）产品之一"]
["c066060b-22ec-11eb-bf70-fa163e0a8baf","5a38a90d-ac24-11e9-8460-fa163e0a8baf","国械注准20193171890","牙种植体系统","常州百康特医疗器械有限公司","常州百康特医疗器械有限公司","a2a95a65982211ecb3f890e2ba8d9d30","牙种植体系统-基台","（T系骨水平基台预成型）TSRCN12.5-3.5","预成型","钛合金","C0702021380100110457","C07020213801001104570001613","06947600342816，06947600355175，06947600362777，06947600370376，06947600384724，06947600397083","申报企业自主确认为非招标产品、非中选产品或中选部件的附件（如覆盖螺丝、中央螺丝等）产品之一"]
["c0660adb-22ec-11eb-bf70-fa163e0a8baf","5a38a90d-ac24-11e9-8460-fa163e0a8baf","国械注准20193171890","牙种植体系统","常州百康特医疗器械有限公司","常州百康特医疗器械有限公司","a2a95a65982211ecb3f890e2ba8d9d30","牙种植体系统-基台","（T系骨水平基台预成型）TSRC7.0-2.9","预成型","钛合金","C0702021380100110457","C07020213801001104570001616","06947600336143，06947600348504，06947600358480，06947600366089，06947600376064，06947600390411","申报企业自主确认为非招标产品、非中选产品或中选部件的附件（如覆盖螺丝、中央螺丝等）产品之一"]
["c0660c88-22ec-11eb-bf70-fa163e0a8baf","5a38a90d-ac24-11e9-8460-fa163e0a8baf","国械注准20193171890","牙种植体系统","常州百康特医疗器械有限公司","常州百康特医疗器械有限公司","a2a95a65982211ecb3f890e2ba8d9d30","牙种植体系统-基台","（T系骨水平基台预成型）TSRC11.0-2.3","预成型","钛合金","C0702021380100110457","C07020213801001104570001617","06947600335849，06947600348207，06947600358183，06947600365785，06947600375760，06947600390114","申报企业自主确认为非招标产品、非中选产品或中选部件的附件（如覆盖螺丝、中央螺丝等）产品之一"]
["c06612e1-22ec-11eb-bf70-fa163e0a8baf","5a38a90d-ac24-11e9-8460-fa163e0a8baf","国械注准20193171890","牙种植体系统","常州百康特医疗器械有限公司","常州百康特医疗器械有限公司","a2a95a65982211ecb3f890e2ba8d9d30","牙种植体系统-基台","（T系骨水平基台预成型）TSRC6.0-2.5","预成型","钛合金","C0702021380100110457","C07020213801001104570001621","06947600335931，06947600348290，06947600358275，06947600365877，06947600375852，06947600390206","申报企业自主确认为非招标产品、非中选产品或中选部件的附件（如覆盖螺丝、中央螺丝等）产品之一"]
["c0661472-22ec-11eb-bf70-fa163e0a8baf","5a38a90d-ac24-11e9-8460-fa163e0a8baf","国械注准20193171890","牙种植体系统","常州百康特医疗器械有限公司","常州百康特医疗器械有限公司","a2a95a65982211ecb3f890e2ba8d9d30","牙种植体系统-基台","（T系骨水平基台预成型）TSRCN6.5-4.3","预成型","钛合金","C0702021380100110457","C07020213801001104570001622","06947600343073，06947600355434，06947600363033，06947600370635，06947600384984，06947600397342","申报企业自主确认为非招标产品、非中选产品或中选部件的附件（如覆盖螺丝、中央螺丝等）产品之一"]
["c0661951-22ec-11eb-bf70-fa163e0a8baf","5a38a90d-ac24-11e9-8460-fa163e0a8baf","国械注准20193171890","牙种植体系统","常州百康特医疗器械有限公司","常州百康特医疗器械有限公司","a2a95a65982211ecb3f890e2ba8d9d30","牙种植体系统-基台","（T系骨水平基台预成型）TSRC11.5-6.3","预成型","钛合金","C0702021380100110457","C07020213801001104570001625","06947600338130，06947600350491，06947600360476，06947600368076，06947600378051，06947600392408","申报企业自主确认为非招标产品、非中选产品或中选部件的附件（如覆盖螺丝、中央螺丝等）产品之一"]
["c0661ae5-22ec-11eb-bf70-fa163e0a8baf","5a38a90d-ac24-11e9-8460-fa163e0a8baf","国械注准20193171890","牙种植体系统","常州百康特医疗器械有限公司","常州百康特医疗器械有限公司","a2a95a65982211ecb3f890e2ba8d9d30","牙种植体系统-基台","（T系骨水平基台预成型）TSRCN5.5-6.9","预成型","钛合金","C0702021380100110457","C07020213801001104570001626","06947600344575，06947600356936，06947600364535，06947600372134，06947600386483，06947600398844","申报企业自主确认为非招标产品、非中选产品或中选部件的附件（如覆盖螺丝、中央螺丝等）产品之一"]
["c0662293-22ec-11eb-bf70-fa163e0a8baf","5a38a90d-ac24-11e9-8460-fa163e0a8baf","国械注准20193171890","牙种植体系统","常州百康特医疗器械有限公司","常州百康特医疗器械有限公司","a2a95a65982211ecb3f890e2ba8d9d30","牙种植体系统-基台","（T系骨水平基台预成型）TSNCN7.0-1.5","预成型","钛合金","C0702021380100110457","C07020213801001104570001630","06947600339045，06947600351405，06947600378961，06947600393313","申报企业自主确认为非招标产品、非中选产品或中选部件的附件（如覆盖螺丝、中央螺丝等）产品之一"]
["c0662437-22ec-11eb-bf70-fa163e0a8baf","5a38a90d-ac24-11e9-8460-fa163e0a8baf","国械注准20193171890","牙种植体系统","常州百康特医疗器械有限公司","常州百康特医疗器械有限公司","a2a95a65982211ecb3f890e2ba8d9d30","牙种植体系统-基台","（T系骨水平基台预成型）TSRCN4.5-4.9","预成型","钛合金","C0702021380100110457","C07020213801001104570001631","06947600343417，06947600355779，06947600363378，06947600370970，06947600385325，06947600397683","申报企业自主确认为非招标产品、非中选产品或中选部件的附件（如覆盖螺丝、中央螺丝等）产品之一"]
["c0662b03-22ec-11eb-bf70-fa163e0a8baf","5a38a90d-ac24-11e9-8460-fa163e0a8baf","国械注准20193171890","牙种植体系统","常州百康特医疗器械有限公司","常州百康特医疗器械有限公司","a2a95a65982211ecb3f890e2ba8d9d30","牙种植体系统-基台","（T系骨水平基台预成型）TSRC9.0-4.9","预成型","钛合金","C0702021380100110457","C07020213801001104570001634","06947600337324，06947600349684，06947600359661，06947600367260，06947600377245，06947600391593","申报企业自主确认为非招标产品、非中选产品或中选部件的附件（如覆盖螺丝、中央螺丝等）产品之一"]
["c0662c9c-22ec-11eb-bf70-fa163e0a8baf","5a38a90d-ac24-11e9-8460-fa163e0a8baf","国械注准20193171890","牙种植体系统","常州百康特医疗器械有限公司","常州百康特医疗器械有限公司","a2a95a65982211ecb3f890e2ba8d9d30","牙种植体系统-基台","（T系骨水平基台预成型）TSRCN11.5-2.5","预成型","钛合金","C0702021380100110457","C07020213801001104570001635","06947600342229，06947600354581，06947600362180，06947600369787，06947600384137，06947600396491","申报企业自主确认为非招标产品、非中选产品或中选部件的附件（如覆盖螺丝、中央螺丝等）产品之一"]
["c066315a-22ec-11eb-bf70-fa163e0a8baf","5a38a90d-ac24-11e9-8460-fa163e0a8baf","国械注准20193171890","牙种植体系统","常州百康特医疗器械有限公司","常州百康特医疗器械有限公司","a2a95a65982211ecb3f890e2ba8d9d30","牙种植体系统-基台","（T系骨水平基台预成型）TSRC9.5-6.5","预成型","钛合金","C0702021380100110457","C07020213801001104570001638","06947600338284，06947600350644，06947600360629，06947600368229，06947600378204，06947600392552","申报企业自主确认为非招标产品、非中选产品或中选部件的附件（如覆盖螺丝、中央螺丝等）产品之一"]
["c066331d-22ec-11eb-bf70-fa163e0a8baf","5a38a90d-ac24-11e9-8460-fa163e0a8baf","国械注准20193171890","牙种植体系统","常州百康特医疗器械有限公司","常州百康特医疗器械有限公司","a2a95a65982211ecb3f890e2ba8d9d30","牙种植体系统-基台","（T系骨水平基台预成型）TSNC9.5-0.9","预成型","钛合金","C0702021380100110457","C07020213801001104570001639","06947600332633，06947600344995，06947600372554，06947600386902","申报企业自主确认为非招标产品、非中选产品或中选部件的附件（如覆盖螺丝、中央螺丝等）产品之一"]
["c0663902-22ec-11eb-bf70-fa163e0a8baf","5a38a90d-ac24-11e9-8460-fa163e0a8baf","国械注准20193171890","牙种植体系统","常州百康特医疗器械有限公司","常州百康特医疗器械有限公司","a2a95a65982211ecb3f890e2ba8d9d30","牙种植体系统-基台","（T系骨水平基台预成型）TSNC6.0-0.9","预成型","钛合金","C0702021380100110457","C07020213801001104570001642","06947600332565，06947600344926，06947600372486，06947600386834","申报企业自主确认为非招标产品、非中选产品或中选部件的附件（如覆盖螺丝、中央螺丝等）产品之一"]
["c0663c48-22ec-11eb-bf70-fa163e0a8baf","5a38a90d-ac24-11e9-8460-fa163e0a8baf","国械注准20193171890","牙种植体系统","常州百康特医疗器械有限公司","常州百康特医疗器械有限公司","a2a95a65982211ecb3f890e2ba8d9d30","牙种植体系统-基台","（T系骨水平基台预成型）TSNCN7.5-4.5","预成型","钛合金","C0702021380100110457","C07020213801001104570001644","06947600340317，06947600352679，06947600382225，06947600394587","申报企业自主确认为非招标产品、非中选产品或中选部件的附件（如覆盖螺丝、中央螺丝等）产品之一"]
["c06640f6-22ec-11eb-bf70-fa163e0a8baf","5a38a90d-ac24-11e9-8460-fa163e0a8baf","国械注准20193171890","牙种植体系统","常州百康特医疗器械有限公司","常州百康特医疗器械有限公司","a2a95a65982211ecb3f890e2ba8d9d30","牙种植体系统-基台","（T系骨水平基台预成型）TSRC12.0-2.9","预成型","钛合金","C0702021380100110457","C07020213801001104570001647","06947600336242，06947600348603，06947600358581，06947600366188，06947600376163，06947600390510","申报企业自主确认为非招标产品、非中选产品或中选部件的附件（如覆盖螺丝、中央螺丝等）产品之一"]
["c0664284-22ec-11eb-bf70-fa163e0a8baf","5a38a90d-ac24-11e9-8460-fa163e0a8baf","国械注准20193171890","牙种植体系统","常州百康特医疗器械有限公司","常州百康特医疗器械有限公司","a2a95a65982211ecb3f890e2ba8d9d30","牙种植体系统-基台","（T系骨水平基台预成型）TSRCN6.5-6.3","预成型","钛合金","C0702021380100110457","C07020213801001104570001648","06947600344216，06947600356578，06947600364177，06947600371779，06947600386124，06947600398484","申报企业自主确认为非招标产品、非中选产品或中选部件的附件（如覆盖螺丝、中央螺丝等）产品之一"]
["c0664741-22ec-11eb-bf70-fa163e0a8baf","5a38a90d-ac24-11e9-8460-fa163e0a8baf","国械注准20193171890","牙种植体系统","常州百康特医疗器械有限公司","常州百康特医疗器械有限公司","a2a95a65982211ecb3f890e2ba8d9d30","牙种植体系统-基台","（T系骨水平基台预成型）TSNC8.0-4.9","预成型","钛合金","C0702021380100110457","C07020213801001104570001651","06947600334286，06947600346647，06947600374206，06947600388555","申报企业自主确认为非招标产品、非中选产品或中选部件的附件（如覆盖螺丝、中央螺丝等）产品之一"]
["c06648d1-22ec-11eb-bf70-fa163e0a8baf","5a38a90d-ac24-11e9-8460-fa163e0a8baf","国械注准20193171890","牙种植体系统","常州百康特医疗器械有限公司","常州百康特医疗器械有限公司","a2a95a65982211ecb3f890e2ba8d9d30","牙种植体系统-基台","（T系骨水平基台预成型）TSNC7.5-1.9","预成型","钛合金","C0702021380100110457","C07020213801001104570001652","06947600333012，06947600345374，06947600372936，06947600387282","申报企业自主确认为非招标产品、非中选产品或中选部件的附件（如覆盖螺丝、中央螺丝等）产品之一"]
["c0665055-22ec-11eb-bf70-fa163e0a8baf","5a38a90d-ac24-11e9-8460-fa163e0a8baf","国械注准20193171890","牙种植体系统","常州百康特医疗器械有限公司","常州百康特医疗器械有限公司","a2a95a65982211ecb3f890e2ba8d9d30","牙种植体系统-基台","（T系骨水平基台预成型）TSRC7.0-4.3","预成型","钛合金","C0702021380100110457","C07020213801001104570001656","06947600336907，06947600349266，06947600359241，06947600366843，06947600376828，06947600391173","申报企业自主确认为非招标产品、非中选产品或中选部件的附件（如覆盖螺丝、中央螺丝等）产品之一"]
["c06651e3-22ec-11eb-bf70-fa163e0a8baf","5a38a90d-ac24-11e9-8460-fa163e0a8baf","国械注准20193171890","牙种植体系统","常州百康特医疗器械有限公司","常州百康特医疗器械有限公司","a2a95a65982211ecb3f890e2ba8d9d30","牙种植体系统-基台","（T系骨水平基台预成型）TSRCN6.5-3.9","预成型","钛合金","C0702021380100110457","C07020213801001104570001657","06947600342885，06947600355243，06947600362845，06947600370444，06947600384793，06947600397151","申报企业自主确认为非招标产品、非中选产品或中选部件的附件（如覆盖螺丝、中央螺丝等）产品之一"]
["c066569d-22ec-11eb-bf70-fa163e0a8baf","5a38a90d-ac24-11e9-8460-fa163e0a8baf","国械注准20193171890","牙种植体系统","常州百康特医疗器械有限公司","常州百康特医疗器械有限公司","a2a95a65982211ecb3f890e2ba8d9d30","牙种植体系统-基台","（T系骨水平基台预成型）TSRC5.0-5.9","预成型","钛合金","C0702021380100110457","C07020213801001104570001660","06947600337812，06947600350170，06947600360155，06947600367758，06947600377733，06947600392088","申报企业自主确认为非招标产品、非中选产品或中选部件的附件（如覆盖螺丝、中央螺丝等）产品之一"]
["c066583d-22ec-11eb-bf70-fa163e0a8baf","5a38a90d-ac24-11e9-8460-fa163e0a8baf","国械注准20193171890","牙种植体系统","常州百康特医疗器械有限公司","常州百康特医疗器械有限公司","a2a95a65982211ecb3f890e2ba8d9d30","牙种植体系统-基台","（T系骨水平基台预成型）TSRC10.5-1.5","预成型","钛合金","C0702021380100110457","C07020213801001104570001661","06947600335450，06947600347811，06947600357793，06947600365396，06947600375371，06947600389729","申报企业自主确认为非招标产品、非中选产品或中选部件的附件（如覆盖螺丝、中央螺丝等）产品之一"]
["c0665edd-22ec-11eb-bf70-fa163e0a8baf","5a38a90d-ac24-11e9-8460-fa163e0a8baf","国械注准20193171890","牙种植体系统","常州百康特医疗器械有限公司","常州百康特医疗器械有限公司","a2a95a65982211ecb3f890e2ba8d9d30","牙种植体系统-基台","（T系骨水平基台预成型）TSRC12.5-6.5","预成型","钛合金","C0702021380100110457","C07020213801001104570001665","06947600338345，06947600350705，06947600360681，06947600368281，06947600378266，06947600392613","申报企业自主确认为非招标产品、非中选产品或中选部件的附件（如覆盖螺丝、中央螺丝等）产品之一"]
["c066606a-22ec-11eb-bf70-fa163e0a8baf","5a38a90d-ac24-11e9-8460-fa163e0a8baf","国械注准20193171890","牙种植体系统","常州百康特医疗器械有限公司","常州百康特医疗器械有限公司","a2a95a65982211ecb3f890e2ba8d9d30","牙种植体系统-基台","（T系骨水平基台预成型）TSRCN5.5-0.5","预成型","钛合金","C0702021380100110457","C07020213801001104570001666","06947600340966，06947600353324，06947600360926，06947600368526，06947600382874，06947600395232","申报企业自主确认为非招标产品、非中选产品或中选部件的附件（如覆盖螺丝、中央螺丝等）产品之一"]
["c0666524-22ec-11eb-bf70-fa163e0a8baf","5a38a90d-ac24-11e9-8460-fa163e0a8baf","国械注准20193171890","牙种植体系统","常州百康特医疗器械有限公司","常州百康特医疗器械有限公司","a2a95a65982211ecb3f890e2ba8d9d30","牙种植体系统-基台","（T系骨水平基台预成型）TSRC8.0-3.9","预成型","钛合金","C0702021380100110457","C07020213801001104570001669","06947600336730，06947600349091，06947600359074，06947600366676，06947600376651，06947600391005","申报企业自主确认为非招标产品、非中选产品或中选部件的附件（如覆盖螺丝、中央螺丝等）产品之一"]
["c06666b3-22ec-11eb-bf70-fa163e0a8baf","5a38a90d-ac24-11e9-8460-fa163e0a8baf","国械注准20193171890","牙种植体系统","常州百康特医疗器械有限公司","常州百康特医疗器械有限公司","a2a95a65982211ecb3f890e2ba8d9d30","牙种植体系统-基台","（T系骨水平基台预成型）TSRC4.0-6.5","预成型","钛合金","C0702021380100110457","C07020213801001104570001670","06947600338178，06947600350538，06947600360513，06947600368113，06947600378091，06947600392446","申报企业自主确认为非招标产品、非中选产品或中选部件的附件（如覆盖螺丝、中央螺丝等）产品之一"]
["c0666b7a-22ec-11eb-bf70-fa163e0a8baf","5a38a90d-ac24-11e9-8460-fa163e0a8baf","国械注准20193171890","牙种植体系统","常州百康特医疗器械有限公司","常州百康特医疗器械有限公司","a2a95a65982211ecb3f890e2ba8d9d30","牙种植体系统-基台","（T系骨水平基台预成型）TSRC12.0-5.5","预成型","钛合金","C0702021380100110457","C07020213801001104570001673","06947600337768，06947600350125，06947600360100，06947600367703，06947600377681，06947600392033","申报企业自主确认为非招标产品、非中选产品或中选部件的附件（如覆盖螺丝、中央螺丝等）产品之一"]
["c066705c-22ec-11eb-bf70-fa163e0a8baf","5a38a90d-ac24-11e9-8460-fa163e0a8baf","国械注准20193171890","牙种植体系统","常州百康特医疗器械有限公司","常州百康特医疗器械有限公司","a2a95a65982211ecb3f890e2ba8d9d30","牙种植体系统-基台","（T系骨水平基台预成型）TSRCN6.0-5.3","预成型","钛合金","C0702021380100110457","C07020213801001104570001675","06947600343639，06947600355991，06947600363590，06947600371199，06947600385547，06947600397908","申报企业自主确认为非招标产品、非中选产品或中选部件的附件（如覆盖螺丝、中央螺丝等）产品之一"]
["c06676e9-22ec-11eb-bf70-fa163e0a8baf","5a38a90d-ac24-11e9-8460-fa163e0a8baf","国械注准20193171890","牙种植体系统","常州百康特医疗器械有限公司","常州百康特医疗器械有限公司","a2a95a65982211ecb3f890e2ba8d9d30","牙种植体系统-基台","（T系骨水平基台预成型）TSRCN6.5-4.9","预成型","钛合金","C0702021380100110457","C07020213801001104570001678","06947600343455，06947600355816，06947600363415，06947600371014，06947600385363，06947600397724","申报企业自主确认为非招标产品、非中选产品或中选部件的附件（如覆盖螺丝、中央螺丝等）产品之一"]
["c066788d-22ec-11eb-bf70-fa163e0a8baf","5a38a90d-ac24-11e9-8460-fa163e0a8baf","国械注准20193171890","牙种植体系统","常州百康特医疗器械有限公司","常州百康特医疗器械有限公司","a2a95a65982211ecb3f890e2ba8d9d30","牙种植体系统-基台","（T系骨水平基台预成型）TSRCN13.0-0.9","预成型","钛合金","C0702021380100110457","C07020213801001104570001679","06947600341307，06947600353669，06947600361268，06947600368861，06947600383215，06947600395577","申报企业自主确认为非招标产品、非中选产品或中选部件的附件（如覆盖螺丝、中央螺丝等）产品之一"]
["c0667e0c-22ec-11eb-bf70-fa163e0a8baf","5a38a90d-ac24-11e9-8460-fa163e0a8baf","国械注准20193171890","牙种植体系统","常州百康特医疗器械有限公司","常州百康特医疗器械有限公司","a2a95a65982211ecb3f890e2ba8d9d30","牙种植体系统-基台","（T系骨水平基台预成型）TSNCN6.0-1.5","预成型","钛合金","C0702021380100110457","C07020213801001104570001682","06947600339021，06947600351382，06947600378945，06947600393290","申报企业自主确认为非招标产品、非中选产品或中选部件的附件（如覆盖螺丝、中央螺丝等）产品之一"]
["c0668008-22ec-11eb-bf70-fa163e0a8baf","5a38a90d-ac24-11e9-8460-fa163e0a8baf","国械注准20193171890","牙种植体系统","常州百康特医疗器械有限公司","常州百康特医疗器械有限公司","a2a95a65982211ecb3f890e2ba8d9d30","牙种植体系统-基台","（T系骨水平基台预成型）TSNCN7.5-4.9","预成型","钛合金","C0702021380100110457","C07020213801001104570001683","06947600340454，06947600352815，06947600382362，06947600394723","申报企业自主确认为非招标产品、非中选产品或中选部件的附件（如覆盖螺丝、中央螺丝等）产品之一"]
["c06683b3-22ec-11eb-bf70-fa163e0a8baf","5a38a90d-ac24-11e9-8460-fa163e0a8baf","国械注准20193171890","牙种植体系统","常州百康特医疗器械有限公司","常州百康特医疗器械有限公司","a2a95a65982211ecb3f890e2ba8d9d30","牙种植体系统-基台","（T系骨水平基台预成型）TSNC4.0-2.9","预成型","钛合金","C0702021380100110457","C07020213801001104570001685","06947600333364，06947600345725，06947600373285，06947600387633","申报企业自主确认为非招标产品、非中选产品或中选部件的附件（如覆盖螺丝、中央螺丝等）产品之一"]
["c066888e-22ec-11eb-bf70-fa163e0a8baf","5a38a90d-ac24-11e9-8460-fa163e0a8baf","国械注准20193171890","牙种植体系统","常州百康特医疗器械有限公司","常州百康特医疗器械有限公司","a2a95a65982211ecb3f890e2ba8d9d30","牙种植体系统-基台","（T系骨水平基台预成型）TSNCN5.0-5.3","预成型","钛合金","C0702021380100110457","C07020213801001104570001688","06947600340546，06947600352907，06947600382454，06947600394815","申报企业自主确认为非招标产品、非中选产品或中选部件的附件（如覆盖螺丝、中央螺丝等）产品之一"]
["c0668dd0-22ec-11eb-bf70-fa163e0a8baf","5a38a90d-ac24-11e9-8460-fa163e0a8baf","国械注准20193171890","牙种植体系统","常州百康特医疗器械有限公司","常州百康特医疗器械有限公司","a2a95a65982211ecb3f890e2ba8d9d30","牙种植体系统-基台","（T系骨水平基台预成型）TSNCN9.0-5.5","预成型","钛合金","C0702021380100110457","C07020213801001104570001691","06947600340768，06947600353126，06947600382676，06947600395034","申报企业自主确认为非招标产品、非中选产品或中选部件的附件（如覆盖螺丝、中央螺丝等）产品之一"]
["c0668f76-22ec-11eb-bf70-fa163e0a8baf","5a38a90d-ac24-11e9-8460-fa163e0a8baf","国械注准20193171890","牙种植体系统","常州百康特医疗器械有限公司","常州百康特医疗器械有限公司","a2a95a65982211ecb3f890e2ba8d9d30","牙种植体系统-基台","（T系骨水平基台预成型）TSRC10.5-2.3","预成型","钛合金","C0702021380100110457","C07020213801001104570001692","06947600335832，06947600348191，06947600358176，06947600365778，06947600375753，06947600390107","申报企业自主确认为非招标产品、非中选产品或中选部件的附件（如覆盖螺丝、中央螺丝等）产品之一"]
["c066942d-22ec-11eb-bf70-fa163e0a8baf","5a38a90d-ac24-11e9-8460-fa163e0a8baf","国械注准20193171890","牙种植体系统","常州百康特医疗器械有限公司","常州百康特医疗器械有限公司","a2a95a65982211ecb3f890e2ba8d9d30","牙种植体系统-基台","（T系骨水平基台预成型）TSRCN9.5-6.9","预成型","钛合金","C0702021380100110457","C07020213801001104570001695","06947600344650，06947600357018，06947600364610，06947600372219，06947600386568，06947600398929","申报企业自主确认为非招标产品、非中选产品或中选部件的附件（如覆盖螺丝、中央螺丝等）产品之一"]
["c066997e-22ec-11eb-bf70-fa163e0a8baf","5a38a90d-ac24-11e9-8460-fa163e0a8baf","国械注准20193171890","牙种植体系统","常州百康特医疗器械有限公司","常州百康特医疗器械有限公司","a2a95a65982211ecb3f890e2ba8d9d30","牙种植体系统-基台","（T系骨水平基台预成型）TSRC9.5-3.3","预成型","钛合金","C0702021380100110457","C07020213801001104570001698","06947600336389，06947600348740，06947600358725，06947600366324，06947600376309，06947600390657","申报企业自主确认为非招标产品、非中选产品或中选部件的附件（如覆盖螺丝、中央螺丝等）产品之一"]
["c0669cb4-22ec-11eb-bf70-fa163e0a8baf","5a38a90d-ac24-11e9-8460-fa163e0a8baf","国械注准20193171890","牙种植体系统","常州百康特医疗器械有限公司","常州百康特医疗器械有限公司","a2a95a65982211ecb3f890e2ba8d9d30","牙种植体系统-基台","（T系骨水平基台预成型）TSNCN6.0-1.9","预成型","钛合金","C0702021380100110457","C07020213801001104570001700","06947600339168，06947600351528，06947600379081，06947600393436","申报企业自主确认为非招标产品、非中选产品或中选部件的附件（如覆盖螺丝、中央螺丝等）产品之一"]
["c0669e44-22ec-11eb-bf70-fa163e0a8baf","5a38a90d-ac24-11e9-8460-fa163e0a8baf","国械注准20193171890","牙种植体系统","常州百康特医疗器械有限公司","常州百康特医疗器械有限公司","a2a95a65982211ecb3f890e2ba8d9d30","牙种植体系统-基台","（T系骨水平基台预成型）TSNCN7.5-2.3","预成型","钛合金","C0702021380100110457","C07020213801001104570001701","06947600339335，06947600351696，06947600379256，06947600393603","申报企业自主确认为非招标产品、非中选产品或中选部件的附件（如覆盖螺丝、中央螺丝等）产品之一"]
["c066a2f0-22ec-11eb-bf70-fa163e0a8baf","5a38a90d-ac24-11e9-8460-fa163e0a8baf","国械注准20193171890","牙种植体系统","常州百康特医疗器械有限公司","常州百康特医疗器械有限公司","a2a95a65982211ecb3f890e2ba8d9d30","牙种植体系统-基台","（T系骨水平基台预成型）TSRC8.0-2.5","预成型","钛合金","C0702021380100110457","C07020213801001104570001704","06947600335979，06947600348337，06947600358312，06947600365914，06947600375890，06947600390244","申报企业自主确认为非招标产品、非中选产品或中选部件的附件（如覆盖螺丝、中央螺丝等）产品之一"]
["c066a487-22ec-11eb-bf70-fa163e0a8baf","5a38a90d-ac24-11e9-8460-fa163e0a8baf","国械注准20193171890","牙种植体系统","常州百康特医疗器械有限公司","常州百康特医疗器械有限公司","a2a95a65982211ecb3f890e2ba8d9d30","牙种植体系统-基台","（T系骨水平基台预成型）TSNC4.0-1.3","预成型","钛合金","C0702021380100110457","C07020213801001104570001705","06947600332664，06947600345022，06947600372585，06947600386933","申报企业自主确认为非招标产品、非中选产品或中选部件的附件（如覆盖螺丝、中央螺丝等）产品之一"]
["c066a9d4-22ec-11eb-bf70-fa163e0a8baf","5a38a90d-ac24-11e9-8460-fa163e0a8baf","国械注准20193171890","牙种植体系统","常州百康特医疗器械有限公司","常州百康特医疗器械有限公司","a2a95a65982211ecb3f890e2ba8d9d30","牙种植体系统-基台","（T系骨水平基台预成型）TSRCN9.5-4.3","预成型","钛合金","C0702021380100110457","C07020213801001104570001708","06947600343134，06947600355496，06947600363095，06947600370697，06947600385042，06947600397403","申报企业自主确认为非招标产品、非中选产品或中选部件的附件（如覆盖螺丝、中央螺丝等）产品之一"]
["c066ad2f-22ec-11eb-bf70-fa163e0a8baf","5a38a90d-ac24-11e9-8460-fa163e0a8baf","国械注准20193171890","牙种植体系统","常州百康特医疗器械有限公司","常州百康特医疗器械有限公司","a2a95a65982211ecb3f890e2ba8d9d30","牙种植体系统-基台","（T系骨水平基台预成型）TSNC5.5-3.3","预成型","钛合金","C0702021380100110457","C07020213801001104570001710","06947600333531，06947600345893，06947600373452，06947600387800","申报企业自主确认为非招标产品、非中选产品或中选部件的附件（如覆盖螺丝、中央螺丝等）产品之一"]
["c066b376-22ec-11eb-bf70-fa163e0a8baf","5a38a90d-ac24-11e9-8460-fa163e0a8baf","国械注准20193171890","牙种植体系统","常州百康特医疗器械有限公司","常州百康特医疗器械有限公司","a2a95a65982211ecb3f890e2ba8d9d30","牙种植体系统-基台","（T系骨水平基台预成型）TSNC8.0-0.5","预成型","钛合金","C0702021380100110457","C07020213801001104570001713","06947600332466，06947600344827，06947600372387，06947600386735","申报企业自主确认为非招标产品、非中选产品或中选部件的附件（如覆盖螺丝、中央螺丝等）产品之一"]
["c066b509-22ec-11eb-bf70-fa163e0a8baf","5a38a90d-ac24-11e9-8460-fa163e0a8baf","国械注准20193171890","牙种植体系统","常州百康特医疗器械有限公司","常州百康特医疗器械有限公司","a2a95a65982211ecb3f890e2ba8d9d30","牙种植体系统-基台","（T系骨水平基台预成型）TSNC6.5-1.9","预成型","钛合金","C0702021380100110457","C07020213801001104570001714","06947600332992，06947600345350，06947600372912，06947600387268","申报企业自主确认为非招标产品、非中选产品或中选部件的附件（如覆盖螺丝、中央螺丝等）产品之一"]
["c066b9ca-22ec-11eb-bf70-fa163e0a8baf","5a38a90d-ac24-11e9-8460-fa163e0a8baf","国械注准20193171890","牙种植体系统","常州百康特医疗器械有限公司","常州百康特医疗器械有限公司","a2a95a65982211ecb3f890e2ba8d9d30","牙种植体系统-基台","（T系骨水平基台预成型）TSRCN12.0-2.5","预成型","钛合金","C0702021380100110457","C07020213801001104570001717","06947600342236，06947600354598，06947600362197，06947600369790，06947600384144，06947600396505","申报企业自主确认为非招标产品、非中选产品或中选部件的附件（如覆盖螺丝、中央螺丝等）产品之一"]
["c066bb57-22ec-11eb-bf70-fa163e0a8baf","5a38a90d-ac24-11e9-8460-fa163e0a8baf","国械注准20193171890","牙种植体系统","常州百康特医疗器械有限公司","常州百康特医疗器械有限公司","a2a95a65982211ecb3f890e2ba8d9d30","牙种植体系统-基台","（T系骨水平基台预成型）TSRC13.0-4.3","预成型","钛合金","C0702021380100110457","C07020213801001104570001718","06947600337027，06947600349381，06947600359364，06947600366966，06947600376941，06947600391296","申报企业自主确认为非招标产品、非中选产品或中选部件的附件（如覆盖螺丝、中央螺丝等）产品之一"]
["c066be74-22ec-11eb-bf70-fa163e0a8baf","5a38a90d-ac24-11e9-8460-fa163e0a8baf","国械注准20193171890","牙种植体系统","常州百康特医疗器械有限公司","常州百康特医疗器械有限公司","a2a95a65982211ecb3f890e2ba8d9d30","牙种植体系统-基台","（T系骨水平基台预成型）TSRC12.5-3.5","预成型","钛合金","C0702021380100110457","C07020213801001104570001720","06947600336631，06947600348997，06947600358972，06947600366577，06947600376552，06947600390909","申报企业自主确认为非招标产品、非中选产品或中选部件的附件（如覆盖螺丝、中央螺丝等）产品之一"]
["c066c328-22ec-11eb-bf70-fa163e0a8baf","5a38a90d-ac24-11e9-8460-fa163e0a8baf","国械注准20193171890","牙种植体系统","常州百康特医疗器械有限公司","常州百康特医疗器械有限公司","a2a95a65982211ecb3f890e2ba8d9d30","牙种植体系统-基台","（T系骨水平基台预成型）TSNCN4.5-2.3","预成型","钛合金","C0702021380100110457","C07020213801001104570001723","06947600339274、06947600351634、06947600379195、06947600393542","申报企业自主确认为非招标产品、非中选产品或中选部件的附件（如覆盖螺丝、中央螺丝等）产品之一"]
["c066c7e8-22ec-11eb-bf70-fa163e0a8baf","5a38a90d-ac24-11e9-8460-fa163e0a8baf","国械注准20193171890","牙种植体系统","常州百康特医疗器械有限公司","常州百康特医疗器械有限公司","a2a95a65982211ecb3f890e2ba8d9d30","牙种植体系统-基台","（T系骨水平基台预成型）TSRCN7.5-1.9","预成型","钛合金","C0702021380100110457","C07020213801001104570001726","06947600341765、06947600354123、06947600361725、06947600369325、06947600383673、06947600396031","申报企业自主确认为非招标产品、非中选产品或中选部件的附件（如覆盖螺丝、中央螺丝等）产品之一"]
["c066c97d-22ec-11eb-bf70-fa163e0a8baf","5a38a90d-ac24-11e9-8460-fa163e0a8baf","国械注准20193171890","牙种植体系统","常州百康特医疗器械有限公司","常州百康特医疗器械有限公司","a2a95a65982211ecb3f890e2ba8d9d30","牙种植体系统-基台","（T系骨水平基台预成型）TSNCN3.5-5.9","预成型","钛合金","C0702021380100110457","C07020213801001104570001727","06947600340799、06947600353157、06947600382706、06947600395065","申报企业自主确认为非招标产品、非中选产品或中选部件的附件（如覆盖螺丝、中央螺丝等）产品之一"]
["c066d12e-22ec-11eb-bf70-fa163e0a8baf","5a38a90d-ac24-11e9-8460-fa163e0a8baf","国械注准20193171890","牙种植体系统","常州百康特医疗器械有限公司","常州百康特医疗器械有限公司","a2a95a65982211ecb3f890e2ba8d9d30","牙种植体系统-基台","（T系骨水平基台预成型）TSRC6.0-4.3","预成型","钛合金","C0702021380100110457","C07020213801001104570001730","06947600336884、06947600349242、06947600359227、06947600366829、06947600376804、06947600391159","申报企业自主确认为非招标产品、非中选产品或中选部件的附件（如覆盖螺丝、中央螺丝等）产品之一"]
["c066d63b-22ec-11eb-bf70-fa163e0a8baf","5a38a90d-ac24-11e9-8460-fa163e0a8baf","国械注准20193171890","牙种植体系统","常州百康特医疗器械有限公司","常州百康特医疗器械有限公司","a2a95a65982211ecb3f890e2ba8d9d30","牙种植体系统-基台","（T系骨水平基台预成型）TSRCN8.5-4.9","预成型","钛合金","C0702021380100110457","C07020213801001104570001733","06947600343493、06947600355854、06947600363453、06947600371052、06947600385400、06947600397762","申报企业自主确认为非招标产品、非中选产品或中选部件的附件（如覆盖螺丝、中央螺丝等）产品之一"]
["c066d980-22ec-11eb-bf70-fa163e0a8baf","5a38a90d-ac24-11e9-8460-fa163e0a8baf","国械注准20193171890","牙种植体系统","常州百康特医疗器械有限公司","常州百康特医疗器械有限公司","a2a95a65982211ecb3f890e2ba8d9d30","牙种植体系统-基台","（T系骨水平基台预成型）TSRC10.5-5.3","预成型","钛合金","C0702021380100110457","C07020213801001104570001735","06947600337546、06947600349907、06947600359887、06947600367482、06947600377467、06947600391814","申报企业自主确认为非招标产品、非中选产品或中选部件的附件（如覆盖螺丝、中央螺丝等）产品之一"]
["c066db12-22ec-11eb-bf70-fa163e0a8baf","5a38a90d-ac24-11e9-8460-fa163e0a8baf","国械注准20193171890","牙种植体系统","常州百康特医疗器械有限公司","常州百康特医疗器械有限公司","a2a95a65982211ecb3f890e2ba8d9d30","牙种植体系统-基台","（T系骨水平基台预成型）TSRC6.5-2.3","预成型","钛合金","C0702021380100110457","C07020213801001104570001736","06947600335757、06947600348115、06947600358091、06947600365693、06947600375678、06947600390022","申报企业自主确认为非招标产品、非中选产品或中选部件的附件（如覆盖螺丝、中央螺丝等）产品之一"]
["c066dfd0-22ec-11eb-bf70-fa163e0a8baf","5a38a90d-ac24-11e9-8460-fa163e0a8baf","国械注准20193171890","牙种植体系统","常州百康特医疗器械有限公司","常州百康特医疗器械有限公司","a2a95a65982211ecb3f890e2ba8d9d30","牙种植体系统-基台","（T系骨水平基台预成型）TSRCN10.0-3.3","预成型","钛合金","C0702021380100110457","C07020213801001104570001739","06947600342571、06947600354932、06947600362531、06947600370130、06947600384489、06947600396840","申报企业自主确认为非招标产品、非中选产品或中选部件的附件（如覆盖螺丝、中央螺丝等）产品之一"]
["c066e169-22ec-11eb-bf70-fa163e0a8baf","5a38a90d-ac24-11e9-8460-fa163e0a8baf","国械注准20193171890","牙种植体系统","常州百康特医疗器械有限公司","常州百康特医疗器械有限公司","a2a95a65982211ecb3f890e2ba8d9d30","牙种植体系统-基台","（T系骨水平基台预成型）TSRCN9.5-5.9","预成型","钛合金","C0702021380100110457","C07020213801001104570001740","06947600344087、06947600356448、06947600364047、06947600371649、06947600385992、06947600398356","申报企业自主确认为非招标产品、非中选产品或中选部件的附件（如覆盖螺丝、中央螺丝等）产品之一"]
["c066e66d-22ec-11eb-bf70-fa163e0a8baf","5a38a90d-ac24-11e9-8460-fa163e0a8baf","国械注准20193171890","牙种植体系统","常州百康特医疗器械有限公司","常州百康特医疗器械有限公司","a2a95a65982211ecb3f890e2ba8d9d30","牙种植体系统-基台","（T系骨水平基台预成型）TSRC9.5-2.9","预成型","钛合金","C0702021380100110457","C07020213801001104570001743","06947600336198、06947600348559、06947600358534、06947600366133、06947600376118、06947600390466","申报企业自主确认为非招标产品、非中选产品或中选部件的附件（如覆盖螺丝、中央螺丝等）产品之一"]
["c066e99e-22ec-11eb-bf70-fa163e0a8baf","5a38a90d-ac24-11e9-8460-fa163e0a8baf","国械注准20193171890","牙种植体系统","常州百康特医疗器械有限公司","常州百康特医疗器械有限公司","a2a95a65982211ecb3f890e2ba8d9d30","牙种植体系统-基台","（T系骨水平基台预成型）TSRC7.0-4.5","预成型","钛合金","C0702021380100110457","C07020213801001104570001745","06947600337096、06947600349457、06947600359432、06947600367031、06947600377016、06947600391364","申报企业自主确认为非招标产品、非中选产品或中选部件的附件（如覆盖螺丝、中央螺丝等）产品之一"]
["c066ef01-22ec-11eb-bf70-fa163e0a8baf","5a38a90d-ac24-11e9-8460-fa163e0a8baf","国械注准20193171890","牙种植体系统","常州百康特医疗器械有限公司","常州百康特医疗器械有限公司","a2a95a65982211ecb3f890e2ba8d9d30","牙种植体系统-基台","（T系骨水平基台预成型）TSRC4.0-4.5","预成型","钛合金","C0702021380100110457","C07020213801001104570001748","06947600337034、06947600349394、06947600359371、06947600366973、06947600376958、06947600391302","申报企业自主确认为非招标产品、非中选产品或中选部件的附件（如覆盖螺丝、中央螺丝等）产品之一"]
["c066f0a9-22ec-11eb-bf70-fa163e0a8baf","5a38a90d-ac24-11e9-8460-fa163e0a8baf","国械注准20193171890","牙种植体系统","常州百康特医疗器械有限公司","常州百康特医疗器械有限公司","a2a95a65982211ecb3f890e2ba8d9d30","牙种植体系统-基台","（T系骨水平基台预成型）TSRC4.0-3.3","预成型","钛合金","C0702021380100110457","C07020213801001104570001749","06947600336273、06947600348634、06947600358619、06947600366218、06947600376194、06947600390541","申报企业自主确认为非招标产品、非中选产品或中选部件的附件（如覆盖螺丝、中央螺丝等）产品之一"]
["c066f59b-22ec-11eb-bf70-fa163e0a8baf","5a38a90d-ac24-11e9-8460-fa163e0a8baf","国械注准20193171890","牙种植体系统","常州百康特医疗器械有限公司","常州百康特医疗器械有限公司","a2a95a65982211ecb3f890e2ba8d9d30","牙种植体系统-基台","（T系骨水平基台预成型）TSNCN9.0-5.9","预成型","钛合金","C0702021380100110457","C07020213801001104570001752","06947600340904、06947600353263、06947600382812、06947600395171","申报企业自主确认为非招标产品、非中选产品或中选部件的附件（如覆盖螺丝、中央螺丝等）产品之一"]
["c066f73b-22ec-11eb-bf70-fa163e0a8baf","5a38a90d-ac24-11e9-8460-fa163e0a8baf","国械注准20193171890","牙种植体系统","常州百康特医疗器械有限公司","常州百康特医疗器械有限公司","a2a95a65982211ecb3f890e2ba8d9d30","牙种植体系统-基台","（T系骨水平基台预成型）TSRC6.5-6.5","预成型","钛合金","C0702021380100110457","C07020213801001104570001753","06947600338222、06947600350583、06947600360568、06947600368168、06947600378143、06947600392491","申报企业自主确认为非招标产品、非中选产品或中选部件的附件（如覆盖螺丝、中央螺丝等）产品之一"]
["c066fdb9-22ec-11eb-bf70-fa163e0a8baf","5a38a90d-ac24-11e9-8460-fa163e0a8baf","国械注准20193171890","牙种植体系统","常州百康特医疗器械有限公司","常州百康特医疗器械有限公司","a2a95a65982211ecb3f890e2ba8d9d30","牙种植体系统-基台","（T系骨水平基台预成型）TSRCN10.0-4.9","预成型","钛合金","C0702021380100110457","C07020213801001104570001757","06947600343523、06947600355885、06947600363484、06947600371083、06947600385431、06947600397797","申报企业自主确认为非招标产品、非中选产品或中选部件的附件（如覆盖螺丝、中央螺丝等）产品之一"]
["c066ff4f-22ec-11eb-bf70-fa163e0a8baf","5a38a90d-ac24-11e9-8460-fa163e0a8baf","国械注准20193171890","牙种植体系统","常州百康特医疗器械有限公司","常州百康特医疗器械有限公司","a2a95a65982211ecb3f890e2ba8d9d30","牙种植体系统-基台","（T系骨水平基台预成型）TSRCN10.5-3.3","预成型","钛合金","C0702021380100110457","C07020213801001104570001758","06947600342588、06947600354949、06947600362548、06947600370147、06947600384496、06947600396857","申报企业自主确认为非招标产品、非中选产品或中选部件的附件（如覆盖螺丝、中央螺丝等）产品之一"]
["c067043a-22ec-11eb-bf70-fa163e0a8baf","5a38a90d-ac24-11e9-8460-fa163e0a8baf","国械注准20193171890","牙种植体系统","常州百康特医疗器械有限公司","常州百康特医疗器械有限公司","a2a95a65982211ecb3f890e2ba8d9d30","牙种植体系统-基台","（T系骨水平基台预成型）TSNCN5.0-3.9","预成型","钛合金","C0702021380100110457","C07020213801001104570001761","06947600339986、06947600352341、06947600379904、06947600394259","申报企业自主确认为非招标产品、非中选产品或中选部件的附件（如覆盖螺丝、中央螺丝等）产品之一"]
["c06705d1-22ec-11eb-bf70-fa163e0a8baf","5a38a90d-ac24-11e9-8460-fa163e0a8baf","国械注准20193171890","牙种植体系统","常州百康特医疗器械有限公司","常州百康特医疗器械有限公司","a2a95a65982211ecb3f890e2ba8d9d30","牙种植体系统-基台","（T系骨水平基台预成型）TSRCN5.0-5.3","预成型","钛合金","C0702021380100110457","C07020213801001104570001762","06947600343615、06947600355977、06947600363576、06947600371175、06947600385523、06947600397885","申报企业自主确认为非招标产品、非中选产品或中选部件的附件（如覆盖螺丝、中央螺丝等）产品之一"]
["c0670ce4-22ec-11eb-bf70-fa163e0a8baf","5a38a90d-ac24-11e9-8460-fa163e0a8baf","国械注准20193171890","牙种植体系统","常州百康特医疗器械有限公司","常州百康特医疗器械有限公司","a2a95a65982211ecb3f890e2ba8d9d30","牙种植体系统-基台","（T系骨水平基台预成型）TSNC3.5-3.3","预成型","钛合金","C0702021380100110457","C07020213801001104570001766","06947600333494、06947600345855、06947600373414、06947600387763","申报企业自主确认为非招标产品、非中选产品或中选部件的附件（如覆盖螺丝、中央螺丝等）产品之一"]
["c0670e74-22ec-11eb-bf70-fa163e0a8baf","5a38a90d-ac24-11e9-8460-fa163e0a8baf","国械注准20193171890","牙种植体系统","常州百康特医疗器械有限公司","常州百康特医疗器械有限公司","a2a95a65982211ecb3f890e2ba8d9d30","牙种植体系统-基台","（T系骨水平基台预成型）TSNCN5.0-3.5","预成型","钛合金","C0702021380100110457","C07020213801001104570001767","06947600339847、06947600352204、06947600379762、06947600394112","申报企业自主确认为非招标产品、非中选产品或中选部件的附件（如覆盖螺丝、中央螺丝等）产品之一"]
["c0671350-22ec-11eb-bf70-fa163e0a8baf","5a38a90d-ac24-11e9-8460-fa163e0a8baf","国械注准20193171890","牙种植体系统","常州百康特医疗器械有限公司","常州百康特医疗器械有限公司","a2a95a65982211ecb3f890e2ba8d9d30","牙种植体系统-基台","（T系骨水平基台预成型）TSRCN7.0-0.5","预成型","钛合金","C0702021380100110457","C07020213801001104570001770","06947600340997、06947600353355、06947600360957、06947600368557、06947600382904、06947600395263","申报企业自主确认为非招标产品、非中选产品或中选部件的附件（如覆盖螺丝、中央螺丝等）产品之一"]
["c06714f6-22ec-11eb-bf70-fa163e0a8baf","5a38a90d-ac24-11e9-8460-fa163e0a8baf","国械注准20193171890","牙种植体系统","常州百康特医疗器械有限公司","常州百康特医疗器械有限公司","a2a95a65982211ecb3f890e2ba8d9d30","牙种植体系统-基台","（T系骨水平基台预成型）TSRC10.0-4.5","预成型","钛合金","C0702021380100110457","C07020213801001104570001771","06947600337157、06947600349518、06947600359496、06947600367093、06947600377078、06947600391425","申报企业自主确认为非招标产品、非中选产品或中选部件的附件（如覆盖螺丝、中央螺丝等）产品之一"]
["c06719db-22ec-11eb-bf70-fa163e0a8baf","5a38a90d-ac24-11e9-8460-fa163e0a8baf","国械注准20193171890","牙种植体系统","常州百康特医疗器械有限公司","常州百康特医疗器械有限公司","a2a95a65982211ecb3f890e2ba8d9d30","牙种植体系统-基台","（T系骨水平基台预成型）TSRC4.0-3.5","预成型","钛合金","C0702021380100110457","C07020213801001104570001774","06947600336464、06947600348825、06947600358800、06947600366409、06947600376385、06947600390732","申报企业自主确认为非招标产品、非中选产品或中选部件的附件（如覆盖螺丝、中央螺丝等）产品之一"]
["c0671b7a-22ec-11eb-bf70-fa163e0a8baf","5a38a90d-ac24-11e9-8460-fa163e0a8baf","国械注准20193171890","牙种植体系统","常州百康特医疗器械有限公司","常州百康特医疗器械有限公司","a2a95a65982211ecb3f890e2ba8d9d30","牙种植体系统-基台","（T系骨水平基台预成型）TSRCN10.0-1.5","预成型","钛合金","C0702021380100110457","C07020213801001104570001775","06947600341628、06947600353980、06947600361589、06947600369181、06947600383536、06947600395892","申报企业自主确认为非招标产品、非中选产品或中选部件的附件（如覆盖螺丝、中央螺丝等）产品之一"]
["c0672223-22ec-11eb-bf70-fa163e0a8baf","5a38a90d-ac24-11e9-8460-fa163e0a8baf","国械注准20193171890","牙种植体系统","常州百康特医疗器械有限公司","常州百康特医疗器械有限公司","a2a95a65982211ecb3f890e2ba8d9d30","牙种植体系统-基台","（T系骨水平基台预成型）TSRC12.5-5.5","预成型","钛合金","C0702021380100110457","C07020213801001104570001779","06947600337775、06947600350132、06947600360117、06947600367710、06947600377694、06947600392040","申报企业自主确认为非招标产品、非中选产品或中选部件的附件（如覆盖螺丝、中央螺丝等）产品之一"]
["c067252d-22ec-11eb-bf70-fa163e0a8baf","5a38a90d-ac24-11e9-8460-fa163e0a8baf","国械注准20193171890","牙种植体系统","常州百康特医疗器械有限公司","常州百康特医疗器械有限公司","a2a95a65982211ecb3f890e2ba8d9d30","牙种植体系统-基台","（T系骨水平基台预成型）TSRCN10.0-5.5","预成型","钛合金","C0702021380100110457","C07020213801001104570001780","06947600343905、06947600356264、06947600363866、06947600371465、06947600385813、06947600398172","申报企业自主确认为非招标产品、非中选产品或中选部件的附件（如覆盖螺丝、中央螺丝等）产品之一"]
["c0672a48-22ec-11eb-bf70-fa163e0a8baf","5a38a90d-ac24-11e9-8460-fa163e0a8baf","国械注准20193171890","牙种植体系统","常州百康特医疗器械有限公司","常州百康特医疗器械有限公司","a2a95a65982211ecb3f890e2ba8d9d30","牙种植体系统-基台","（T系骨水平基台预成型）TSRCN11.5-1.3","预成型","钛合金","C0702021380100110457","C07020213801001104570001783","06947600341468、06947600353829、06947600361428、06947600369028、06947600383376、06947600395737","申报企业自主确认为非招标产品、非中选产品或中选部件的附件（如覆盖螺丝、中央螺丝等）产品之一"]
["c0672be4-22ec-11eb-bf70-fa163e0a8baf","5a38a90d-ac24-11e9-8460-fa163e0a8baf","国械注准20193171890","牙种植体系统","常州百康特医疗器械有限公司","常州百康特医疗器械有限公司","a2a95a65982211ecb3f890e2ba8d9d30","牙种植体系统-基台","（T系骨水平基台预成型）TSNC10.0-3.9","预成型","钛合金","C0702021380100110457","C07020213801001104570001784","06947600333906、06947600346265、06947600373827、06947600388173","申报企业自主确认为非招标产品、非中选产品或中选部件的附件（如覆盖螺丝、中央螺丝等）产品之一"]
["c0673266-22ec-11eb-bf70-fa163e0a8baf","5a38a90d-ac24-11e9-8460-fa163e0a8baf","国械注准20193171890","牙种植体系统","常州百康特医疗器械有限公司","常州百康特医疗器械有限公司","a2a95a65982211ecb3f890e2ba8d9d30","牙种植体系统-基台","（T系骨水平基台预成型）TSRC4.5-3.9","预成型","钛合金","C0702021380100110457","C07020213801001104570001788","06947600336662、06947600349020、06947600359005、06947600366607、06947600376583、06947600390930","申报企业自主确认为非招标产品、非中选产品或中选部件的附件（如覆盖螺丝、中央螺丝等）产品之一"]
["c0673408-22ec-11eb-bf70-fa163e0a8baf","5a38a90d-ac24-11e9-8460-fa163e0a8baf","国械注准20193171890","牙种植体系统","常州百康特医疗器械有限公司","常州百康特医疗器械有限公司","a2a95a65982211ecb3f890e2ba8d9d30","牙种植体系统-基台","（T系骨水平基台预成型）TSRC10.0-3.9","预成型","钛合金","C0702021380100110457","C07020213801001104570001789","06947600336778、06947600349136、06947600359111、06947600366713、06947600376691、06947600391043","申报企业自主确认为非招标产品、非中选产品或中选部件的附件（如覆盖螺丝、中央螺丝等）产品之一"]
["c06738f3-22ec-11eb-bf70-fa163e0a8baf","5a38a90d-ac24-11e9-8460-fa163e0a8baf","国械注准20193171890","牙种植体系统","常州百康特医疗器械有限公司","常州百康特医疗器械有限公司","a2a95a65982211ecb3f890e2ba8d9d30","牙种植体系统-基台","（T系骨水平基台预成型）TSRCN12.0-2.9","预成型","钛合金","C0702021380100110457","C07020213801001104570001792","06947600342427、06947600354789、06947600362388、06947600369989、06947600384335、06947600396693","申报企业自主确认为非招标产品、非中选产品或中选部件的附件（如覆盖螺丝、中央螺丝等）产品之一"]
["c0673a9b-22ec-11eb-bf70-fa163e0a8baf","5a38a90d-ac24-11e9-8460-fa163e0a8baf","国械注准20193171890","牙种植体系统","常州百康特医疗器械有限公司","常州百康特医疗器械有限公司","a2a95a65982211ecb3f890e2ba8d9d30","牙种植体系统-基台","（T系骨水平基台预成型）TSRC11.5-3.9","预成型","钛合金","C0702021380100110457","C07020213801001104570001793","06947600336808、06947600349167、06947600359142、06947600366744、06947600376729、06947600391074","申报企业自主确认为非招标产品、非中选产品或中选部件的附件（如覆盖螺丝、中央螺丝等）产品之一"]
["c06740c8-22ec-11eb-bf70-fa163e0a8baf","5a38a90d-ac24-11e9-8460-fa163e0a8baf","国械注准20193171890","牙种植体系统","常州百康特医疗器械有限公司","常州百康特医疗器械有限公司","a2a95a65982211ecb3f890e2ba8d9d30","牙种植体系统-基台","（T系骨水平基台预成型）TSNC9.5-1.3","预成型","钛合金","C0702021380100110457","C07020213801001104570001796","06947600332770、06947600345138、06947600372691、06947600387046","申报企业自主确认为非招标产品、非中选产品或中选部件的附件（如覆盖螺丝、中央螺丝等）产品之一"]
["c0674268-22ec-11eb-bf70-fa163e0a8baf","5a38a90d-ac24-11e9-8460-fa163e0a8baf","国械注准20193171890","牙种植体系统","常州百康特医疗器械有限公司","常州百康特医疗器械有限公司","a2a95a65982211ecb3f890e2ba8d9d30","牙种植体系统-基台","（T系骨水平基台预成型）TSRCN8.5-3.3","预成型","钛合金","C0702021380100110457","C07020213801001104570001797","06947600342540、06947600354901、06947600362500、06947600370109、06947600384458、06947600396819","申报企业自主确认为非招标产品、非中选产品或中选部件的附件（如覆盖螺丝、中央螺丝等）产品之一"]
["c067490e-22ec-11eb-bf70-fa163e0a8baf","5a38a90d-ac24-11e9-8460-fa163e0a8baf","国械注准20193171890","牙种植体系统","常州百康特医疗器械有限公司","常州百康特医疗器械有限公司","a2a95a65982211ecb3f890e2ba8d9d30","牙种植体系统-基台","（T系骨水平基台预成型）TSRCN8.0-4.9","预成型","钛合金","C0702021380100110457","C07020213801001104570001801","06947600343486、06947600355847、06947600363446、06947600371045、06947600385394、06947600397755","申报企业自主确认为非招标产品、非中选产品或中选部件的附件（如覆盖螺丝、中央螺丝等）产品之一"]
["c0674a9f-22ec-11eb-bf70-fa163e0a8baf","5a38a90d-ac24-11e9-8460-fa163e0a8baf","国械注准20193171890","牙种植体系统","常州百康特医疗器械有限公司","常州百康特医疗器械有限公司","a2a95a65982211ecb3f890e2ba8d9d30","牙种植体系统-基台","（T系骨水平基台预成型）TSRC10.5-6.5","预成型","钛合金","C0702021380100110457","C07020213801001104570001802","06947600338307、06947600350668、06947600360643、06947600368243、06947600378228、06947600392576","申报企业自主确认为非招标产品、非中选产品或中选部件的附件（如覆盖螺丝、中央螺丝等）产品之一"]
["c067501e-22ec-11eb-bf70-fa163e0a8baf","5a38a90d-ac24-11e9-8460-fa163e0a8baf","国械注准20193171890","牙种植体系统","常州百康特医疗器械有限公司","常州百康特医疗器械有限公司","a2a95a65982211ecb3f890e2ba8d9d30","牙种植体系统-基台","（T系骨水平基台预成型）TSRC8.5-2.9","预成型","钛合金","C0702021380100110457","C07020213801001104570001805","06947600336174、06947600348535、06947600358510、06947600366119、06947600376095、06947600390442","申报企业自主确认为非招标产品、非中选产品或中选部件的附件（如覆盖螺丝、中央螺丝等）产品之一"]
["c06751b8-22ec-11eb-bf70-fa163e0a8baf","5a38a90d-ac24-11e9-8460-fa163e0a8baf","国械注准20193171890","牙种植体系统","常州百康特医疗器械有限公司","常州百康特医疗器械有限公司","a2a95a65982211ecb3f890e2ba8d9d30","牙种植体系统-基台","（T系骨水平基台预成型）TSNCN5.0-0.9","预成型","钛合金","C0702021380100110457","C07020213801001104570001806","06947600338727、06947600351085、06947600378648、06947600392996","申报企业自主确认为非招标产品、非中选产品或中选部件的附件（如覆盖螺丝、中央螺丝等）产品之一"]
["c067570d-22ec-11eb-bf70-fa163e0a8baf","5a38a90d-ac24-11e9-8460-fa163e0a8baf","国械注准20193171890","牙种植体系统","常州百康特医疗器械有限公司","常州百康特医疗器械有限公司","a2a95a65982211ecb3f890e2ba8d9d30","牙种植体系统-基台","（T系骨水平基台预成型）TSNC4.5-4.3","预成型","钛合金","C0702021380100110457","C07020213801001104570001809","06947600333937、06947600346296、06947600373858、06947600388203","申报企业自主确认为非招标产品、非中选产品或中选部件的附件（如覆盖螺丝、中央螺丝等）产品之一"]
["c0675a38-22ec-11eb-bf70-fa163e0a8baf","5a38a90d-ac24-11e9-8460-fa163e0a8baf","国械注准20193171890","牙种植体系统","常州百康特医疗器械有限公司","常州百康特医疗器械有限公司","a2a95a65982211ecb3f890e2ba8d9d30","牙种植体系统-基台","（T系骨水平基台预成型）TSNC7.0-3.3","预成型","钛合金","C0702021380100110457","C07020213801001104570001811","06947600333562、06947600345923、06947600373483、06947600387831","申报企业自主确认为非招标产品、非中选产品或中选部件的附件（如覆盖螺丝、中央螺丝等）产品之一"]
["c0675f19-22ec-11eb-bf70-fa163e0a8baf","5a38a90d-ac24-11e9-8460-fa163e0a8baf","国械注准20193171890","牙种植体系统","常州百康特医疗器械有限公司","常州百康特医疗器械有限公司","a2a95a65982211ecb3f890e2ba8d9d30","牙种植体系统-基台","（T系骨水平基台预成型）TSRCN7.0-3.9","预成型","钛合金","C0702021380100110457","C07020213801001104570001814","06947600342892、06947600355250、06947600362852、06947600370451、06947600384809、06947600397168","申报企业自主确认为非招标产品、非中选产品或中选部件的附件（如覆盖螺丝、中央螺丝等）产品之一"]
["c06760b5-22ec-11eb-bf70-fa163e0a8baf","5a38a90d-ac24-11e9-8460-fa163e0a8baf","国械注准20193171890","牙种植体系统","常州百康特医疗器械有限公司","常州百康特医疗器械有限公司","a2a95a65982211ecb3f890e2ba8d9d30","牙种植体系统-基台","（T系骨水平基台预成型）TSNCN5.5-2.9","预成型","钛合金","C0702021380100110457","C07020213801001104570001815","06947600339571、06947600351931、06947600379498、06947600393849","申报企业自主确认为非招标产品、非中选产品或中选部件的附件（如覆盖螺丝、中央螺丝等）产品之一"]
["c067656b-22ec-11eb-bf70-fa163e0a8baf","5a38a90d-ac24-11e9-8460-fa163e0a8baf","国械注准20193171890","牙种植体系统","常州百康特医疗器械有限公司","常州百康特医疗器械有限公司","a2a95a65982211ecb3f890e2ba8d9d30","牙种植体系统-基台","（T系骨水平基台预成型）TSNCN6.0-4.3","预成型","钛合金","C0702021380100110457","C07020213801001104570001818","06947600340140、06947600352501、06947600382058、06947600394419","申报企业自主确认为非招标产品、非中选产品或中选部件的附件（如覆盖螺丝、中央螺丝等）产品之一"]
["c06766fa-22ec-11eb-bf70-fa163e0a8baf","5a38a90d-ac24-11e9-8460-fa163e0a8baf","国械注准20193171890","牙种植体系统","常州百康特医疗器械有限公司","常州百康特医疗器械有限公司","a2a95a65982211ecb3f890e2ba8d9d30","牙种植体系统-基台","（T系骨水平基台预成型）TSRCN10.0-1.9","预成型","钛合金","C0702021380100110457","C07020213801001104570001819","06947600341819、06947600354178、06947600361770、06947600369370、06947600383727、06947600396086","申报企业自主确认为非招标产品、非中选产品或中选部件的附件（如覆盖螺丝、中央螺丝等）产品之一"]
["c0676d9c-22ec-11eb-bf70-fa163e0a8baf","5a38a90d-ac24-11e9-8460-fa163e0a8baf","国械注准20193171890","牙种植体系统","常州百康特医疗器械有限公司","常州百康特医疗器械有限公司","a2a95a65982211ecb3f890e2ba8d9d30","牙种植体系统-基台","（T系骨水平基台预成型）TSNCN7.0-5.5","预成型","钛合金","C0702021380100110457","C07020213801001104570001823","06947600340720、06947600353089、06947600382638、06947600394990","申报企业自主确认为非招标产品、非中选产品或中选部件的附件（如覆盖螺丝、中央螺丝等）产品之一"]
["c0676f50-22ec-11eb-bf70-fa163e0a8baf","5a38a90d-ac24-11e9-8460-fa163e0a8baf","国械注准20193171890","牙种植体系统","常州百康特医疗器械有限公司","常州百康特医疗器械有限公司","a2a95a65982211ecb3f890e2ba8d9d30","牙种植体系统-基台","（T系骨水平基台预成型）TSNCN3.5-4.5","预成型","钛合金","C0702021380100110457","C07020213801001104570001824","06947600340232、06947600352594、06947600382140、06947600394501","申报企业自主确认为非招标产品、非中选产品或中选部件的附件（如覆盖螺丝、中央螺丝等）产品之一"]
["c0677425-22ec-11eb-bf70-fa163e0a8baf","5a38a90d-ac24-11e9-8460-fa163e0a8baf","国械注准20193171890","牙种植体系统","常州百康特医疗器械有限公司","常州百康特医疗器械有限公司","a2a95a65982211ecb3f890e2ba8d9d30","牙种植体系统-基台","（T系骨水平基台预成型）TSNCN9.5-5.5","预成型","钛合金","C0702021380100110457","C07020213801001104570001827","06947600340775、06947600353133、06947600382683、06947600395041","申报企业自主确认为非招标产品、非中选产品或中选部件的附件（如覆盖螺丝、中央螺丝等）产品之一"]
["c06775c8-22ec-11eb-bf70-fa163e0a8baf","5a38a90d-ac24-11e9-8460-fa163e0a8baf","国械注准20193171890","牙种植体系统","常州百康特医疗器械有限公司","常州百康特医疗器械有限公司","a2a95a65982211ecb3f890e2ba8d9d30","牙种植体系统-基台","（T系骨水平基台预成型）TSRC11.0-6.9","预成型","钛合金","C0702021380100110457","C07020213801001104570001828","06947600338505、06947600350866、06947600360841、06947600368441、06947600378426、06947600392774","申报企业自主确认为非招标产品、非中选产品或中选部件的附件（如覆盖螺丝、中央螺丝等）产品之一"]
["c0677c0f-22ec-11eb-bf70-fa163e0a8baf","5a38a90d-ac24-11e9-8460-fa163e0a8baf","国械注准20193171890","牙种植体系统","常州百康特医疗器械有限公司","常州百康特医疗器械有限公司","a2a95a65982211ecb3f890e2ba8d9d30","牙种植体系统-基台","（T系骨水平基台预成型）TSNC3.5-2.9","预成型","钛合金","C0702021380100110457","C07020213801001104570001831","06947600333357、06947600345718、06947600373278、06947600387626","申报企业自主确认为非招标产品、非中选产品或中选部件的附件（如覆盖螺丝、中央螺丝等）产品之一"]
["c0677f3c-22ec-11eb-bf70-fa163e0a8baf","5a38a90d-ac24-11e9-8460-fa163e0a8baf","国械注准20193171890","牙种植体系统","常州百康特医疗器械有限公司","常州百康特医疗器械有限公司","a2a95a65982211ecb3f890e2ba8d9d30","牙种植体系统-基台","（T系骨水平基台预成型）TSRC7.5-0.9","预成型","钛合金","C0702021380100110457","C07020213801001104570001833","06947600335016、06947600347378、06947600357353、06947600364955、06947600374930、06947600389284","申报企业自主确认为非招标产品、非中选产品或中选部件的附件（如覆盖螺丝、中央螺丝等）产品之一"]
["c067ea8f-22ec-11eb-bf70-fa163e0a8baf","5a38a90d-ac24-11e9-8460-fa163e0a8baf","国械注准20193171890","牙种植体系统","常州百康特医疗器械有限公司","常州百康特医疗器械有限公司","a2a95a65982211ecb3f890e2ba8d9d30","牙种植体系统-基台","（T系骨水平基台预成型）TSRCN9.5-3.5","预成型","钛合金","C0702021380100110457","C07020213801001104570001836","06947600342755、06947600355113、06947600362715、06947600370314、06947600384663、06947600397021","申报企业自主确认为非招标产品、非中选产品或中选部件的附件（如覆盖螺丝、中央螺丝等）产品之一"]
["c067ec98-22ec-11eb-bf70-fa163e0a8baf","5a38a90d-ac24-11e9-8460-fa163e0a8baf","国械注准20193171890","牙种植体系统","常州百康特医疗器械有限公司","常州百康特医疗器械有限公司","a2a95a65982211ecb3f890e2ba8d9d30","牙种植体系统-基台","（T系骨水平基台预成型）TSNC10.0-5.5","预成型","钛合金","C0702021380100110457","C07020213801001104570001837","06947600334606、06947600346968、06947600374527、06947600388874","申报企业自主确认为非招标产品、非中选产品或中选部件的附件（如覆盖螺丝、中央螺丝等）产品之一"]
["c067f358-22ec-11eb-bf70-fa163e0a8baf","5a38a90d-ac24-11e9-8460-fa163e0a8baf","国械注准20193171890","牙种植体系统","常州百康特医疗器械有限公司","常州百康特医疗器械有限公司","a2a95a65982211ecb3f890e2ba8d9d30","牙种植体系统-基台","（T系骨水平基台预成型）TSNCN5.0-5.5","预成型","钛合金","C0702021380100110457","C07020213801001104570001840","06947600340683、06947600353041、06947600382591、06947600394952","申报企业自主确认为非招标产品、非中选产品或中选部件的附件（如覆盖螺丝、中央螺丝等）产品之一"]
["c067f51d-22ec-11eb-bf70-fa163e0a8baf","5a38a90d-ac24-11e9-8460-fa163e0a8baf","国械注准20193171890","牙种植体系统","常州百康特医疗器械有限公司","常州百康特医疗器械有限公司","a2a95a65982211ecb3f890e2ba8d9d30","牙种植体系统-基台","（T系骨水平基台预成型）TSRCN13.0-2.9","预成型","钛合金","C0702021380100110457","C07020213801001104570001841","06947600342441、06947600354802、06947600362401、06947600370000、06947600384359、06947600396710","申报企业自主确认为非招标产品、非中选产品或中选部件的附件（如覆盖螺丝、中央螺丝等）产品之一"]
["c067f859-22ec-11eb-bf70-fa163e0a8baf","5a38a90d-ac24-11e9-8460-fa163e0a8baf","国械注准20193171890","牙种植体系统","常州百康特医疗器械有限公司","常州百康特医疗器械有限公司","a2a95a65982211ecb3f890e2ba8d9d30","牙种植体系统-基台","（T系骨水平基台预成型）TSRCN11.0-2.5","预成型","钛合金","C0702021380100110457","C07020213801001104570001843","06947600342212、06947600354574、06947600362173、06947600369774、06947600384120、06947600396482","申报企业自主确认为非招标产品、非中选产品或中选部件的附件（如覆盖螺丝、中央螺丝等）产品之一"]
["c067fdb7-22ec-11eb-bf70-fa163e0a8baf","5a38a90d-ac24-11e9-8460-fa163e0a8baf","国械注准20193171890","牙种植体系统","常州百康特医疗器械有限公司","常州百康特医疗器械有限公司","a2a95a65982211ecb3f890e2ba8d9d30","牙种植体系统-基台","（T系骨水平基台预成型）TSNC7.5-5.9","预成型","钛合金","C0702021380100110457","C07020213801001104570001846","06947600334699、06947600347057、06947600374619、06947600388962","申报企业自主确认为非招标产品、非中选产品或中选部件的附件（如覆盖螺丝、中央螺丝等）产品之一"]
["c06802c1-22ec-11eb-bf70-fa163e0a8baf","5a38a90d-ac24-11e9-8460-fa163e0a8baf","国械注准20193171890","牙种植体系统","常州百康特医疗器械有限公司","常州百康特医疗器械有限公司","a2a95a65982211ecb3f890e2ba8d9d30","牙种植体系统-基台","（T系骨水平基台预成型）TSRCN10.5-1.9","预成型","钛合金","C0702021380100110457","C07020213801001104570001849","06947600341826、06947600354185、06947600361787、06947600369383、06947600383734、06947600396093","申报企业自主确认为非招标产品、非中选产品或中选部件的附件（如覆盖螺丝、中央螺丝等）产品之一"]
["c0680461-22ec-11eb-bf70-fa163e0a8baf","5a38a90d-ac24-11e9-8460-fa163e0a8baf","国械注准20193171890","牙种植体系统","常州百康特医疗器械有限公司","常州百康特医疗器械有限公司","a2a95a65982211ecb3f890e2ba8d9d30","牙种植体系统-基台","（T系骨水平基台预成型）TSRC13.0-3.3","预成型","钛合金","C0702021380100110457","C07020213801001104570001850","06947600336457、06947600348818、06947600358796、06947600366393、06947600376378、06947600390725","申报企业自主确认为非招标产品、非中选产品或中选部件的附件（如覆盖螺丝、中央螺丝等）产品之一"]
["c06809ee-22ec-11eb-bf70-fa163e0a8baf","5a38a90d-ac24-11e9-8460-fa163e0a8baf","国械注准20193171890","牙种植体系统","常州百康特医疗器械有限公司","常州百康特医疗器械有限公司","a2a95a65982211ecb3f890e2ba8d9d30","牙种植体系统-基台","（T系骨水平基台预成型）TSRC7.0-6.9","预成型","钛合金","C0702021380100110457","C07020213801001104570001853","06947600338420、06947600350781、06947600360766、06947600368366、06947600378341、06947600392699","申报企业自主确认为非招标产品、非中选产品或中选部件的附件（如覆盖螺丝、中央螺丝等）产品之一"]
["c0680f06-22ec-11eb-bf70-fa163e0a8baf","5a38a90d-ac24-11e9-8460-fa163e0a8baf","国械注准20193171890","牙种植体系统","常州百康特医疗器械有限公司","常州百康特医疗器械有限公司","a2a95a65982211ecb3f890e2ba8d9d30","牙种植体系统-基台","（T系骨水平基台预成型）TSNC9.0-4.3","预成型","钛合金","C0702021380100110457","C07020213801001104570001856","06947600334026、06947600346388、06947600373940、06947600388294","申报企业自主确认为非招标产品、非中选产品或中选部件的附件（如覆盖螺丝、中央螺丝等）产品之一"]
["c068123f-22ec-11eb-bf70-fa163e0a8baf","5a38a90d-ac24-11e9-8460-fa163e0a8baf","国械注准20193171890","牙种植体系统","常州百康特医疗器械有限公司","常州百康特医疗器械有限公司","a2a95a65982211ecb3f890e2ba8d9d30","牙种植体系统-基台","（T系骨水平基台预成型）TSRC10.5-1.9","预成型","钛合金","C0702021380100110457","C07020213801001104570001858","06947600335641、06947600348009、06947600357982、06947600365587、06947600375562、06947600389910","申报企业自主确认为非招标产品、非中选产品或中选部件的附件（如覆盖螺丝、中央螺丝等）产品之一"]
["c06813d1-22ec-11eb-bf70-fa163e0a8baf","5a38a90d-ac24-11e9-8460-fa163e0a8baf","国械注准20193171890","牙种植体系统","常州百康特医疗器械有限公司","常州百康特医疗器械有限公司","a2a95a65982211ecb3f890e2ba8d9d30","牙种植体系统-基台","（T系骨水平基台预成型）TSNCN5.5-1.3","预成型","钛合金","C0702021380100110457","C07020213801001104570001859","06947600338871、06947600351238、06947600378798、06947600393146","申报企业自主确认为非招标产品、非中选产品或中选部件的附件（如覆盖螺丝、中央螺丝等）产品之一"]
["c0681b16-22ec-11eb-bf70-fa163e0a8baf","5a38a90d-ac24-11e9-8460-fa163e0a8baf","国械注准20193171890","牙种植体系统","常州百康特医疗器械有限公司","常州百康特医疗器械有限公司","a2a95a65982211ecb3f890e2ba8d9d30","牙种植体系统-基台","（T系骨水平基台预成型）TSRC6.5-4.5","预成型","钛合金","C0702021380100110457","C07020213801001104570001862","06947600337089、06947600349440、06947600359425、06947600367024、06947600377009、06947600391357","申报企业自主确认为非招标产品、非中选产品或中选部件的附件（如覆盖螺丝、中央螺丝等）产品之一"]
["c0681cac-22ec-11eb-bf70-fa163e0a8baf","5a38a90d-ac24-11e9-8460-fa163e0a8baf","国械注准20193171890","牙种植体系统","常州百康特医疗器械有限公司","常州百康特医疗器械有限公司","a2a95a65982211ecb3f890e2ba8d9d30","牙种植体系统-基台","（T系骨水平基台预成型）TSRCN5.5-1.5","预成型","钛合金","C0702021380100110457","C07020213801001104570001863","06947600341536、06947600353898、06947600361497、06947600369093、06947600383444、06947600395805","申报企业自主确认为非招标产品、非中选产品或中选部件的附件（如覆盖螺丝、中央螺丝等）产品之一"]
["c0682272-22ec-11eb-bf70-fa163e0a8baf","5a38a90d-ac24-11e9-8460-fa163e0a8baf","国械注准20193171890","牙种植体系统","常州百康特医疗器械有限公司","常州百康特医疗器械有限公司","a2a95a65982211ecb3f890e2ba8d9d30","牙种植体系统-基台","（T系骨水平基台预成型）TSNCN9.0-2.5","预成型","钛合金","C0702021380100110457","C07020213801001104570001866","06947600339502、06947600351863、06947600379423、06947600393771","申报企业自主确认为非招标产品、非中选产品或中选部件的附件（如覆盖螺丝、中央螺丝等）产品之一"]
["c0682594-22ec-11eb-bf70-fa163e0a8baf","5a38a90d-ac24-11e9-8460-fa163e0a8baf","国械注准20193171890","牙种植体系统","常州百康特医疗器械有限公司","常州百康特医疗器械有限公司","a2a95a65982211ecb3f890e2ba8d9d30","牙种植体系统-基台","（T系骨水平基台预成型）TSNC5.0-0.9","预成型","钛合金","C0702021380100110457","C07020213801001104570001868","06947600332541、06947600344902、06947600372462、06947600386810","申报企业自主确认为非招标产品、非中选产品或中选部件的附件（如覆盖螺丝、中央螺丝等）产品之一"]
["c0682a60-22ec-11eb-bf70-fa163e0a8baf","5a38a90d-ac24-11e9-8460-fa163e0a8baf","国械注准20193171890","牙种植体系统","常州百康特医疗器械有限公司","常州百康特医疗器械有限公司","a2a95a65982211ecb3f890e2ba8d9d30","牙种植体系统-基台","（T系骨水平基台预成型）TSRC8.5-0.5","预成型","钛合金","C0702021380100110457","C07020213801001104570001871","06947600334842、06947600347200、06947600357186、06947600364788、06947600374763、06947600389118","申报企业自主确认为非招标产品、非中选产品或中选部件的附件（如覆盖螺丝、中央螺丝等）产品之一"]
["c0682cdd-22ec-11eb-bf70-fa163e0a8baf","5a38a90d-ac24-11e9-8460-fa163e0a8baf","国械注准20193171890","牙种植体系统","常州百康特医疗器械有限公司","常州百康特医疗器械有限公司","a2a95a65982211ecb3f890e2ba8d9d30","牙种植体系统-基台","（T系骨水平基台预成型）TSNCN5.0-5.9","预成型","钛合金","C0702021380100110457","C07020213801001104570001872","06947600340829、06947600353188、06947600382737、06947600395096","申报企业自主确认为非招标产品、非中选产品或中选部件的附件（如覆盖螺丝、中央螺丝等）产品之一"]
["c0683226-22ec-11eb-bf70-fa163e0a8baf","5a38a90d-ac24-11e9-8460-fa163e0a8baf","国械注准20193171890","牙种植体系统","常州百康特医疗器械有限公司","常州百康特医疗器械有限公司","a2a95a65982211ecb3f890e2ba8d9d30","牙种植体系统-基台","（T系骨水平基台预成型）TSRCN7.5-1.3","预成型","钛合金","C0702021380100110457","C07020213801001104570001875","06947600341383、06947600353744、06947600361343、06947600368946、06947600383291、06947600395652","申报企业自主确认为非招标产品、非中选产品或中选部件的附件（如覆盖螺丝、中央螺丝等）产品之一"]
["c06833c7-22ec-11eb-bf70-fa163e0a8baf","5a38a90d-ac24-11e9-8460-fa163e0a8baf","国械注准20193171890","牙种植体系统","常州百康特医疗器械有限公司","常州百康特医疗器械有限公司","a2a95a65982211ecb3f890e2ba8d9d30","牙种植体系统-基台","（T系骨水平基台预成型）TSRCN4.0-0.9","预成型","钛合金","C0702021380100110457","C07020213801001104570001876","06947600341123、06947600353485、06947600361084、06947600368683、06947600383031、06947600395393","申报企业自主确认为非招标产品、非中选产品或中选部件的附件（如覆盖螺丝、中央螺丝等）产品之一"]
["c0683748-22ec-11eb-bf70-fa163e0a8baf","5a38a90d-ac24-11e9-8460-fa163e0a8baf","国械注准20193171890","牙种植体系统","常州百康特医疗器械有限公司","常州百康特医疗器械有限公司","a2a95a65982211ecb3f890e2ba8d9d30","牙种植体系统-基台","（T系骨水平基台预成型）TSRCN9.0-4.9","预成型","钛合金","C0702021380100110457","C07020213801001104570001878","06947600343509、06947600355861、06947600363460、06947600371069、06947600385417、06947600397771","申报企业自主确认为非招标产品、非中选产品或中选部件的附件（如覆盖螺丝、中央螺丝等）产品之一"]
["c0683c07-22ec-11eb-bf70-fa163e0a8baf","5a38a90d-ac24-11e9-8460-fa163e0a8baf","国械注准20193171890","牙种植体系统","常州百康特医疗器械有限公司","常州百康特医疗器械有限公司","a2a95a65982211ecb3f890e2ba8d9d30","牙种植体系统-基台","（T系骨水平基台预成型）TSRCN12.0-1.9","预成型","钛合金","C0702021380100110457","C07020213801001104570001881","06947600341857、06947600354215、06947600361817、06947600369417、06947600383765、06947600396123","申报企业自主确认为非招标产品、非中选产品或中选部件的附件（如覆盖螺丝、中央螺丝等）产品之一"]
["c06840ca-22ec-11eb-bf70-fa163e0a8baf","5a38a90d-ac24-11e9-8460-fa163e0a8baf","国械注准20193171890","牙种植体系统","常州百康特医疗器械有限公司","常州百康特医疗器械有限公司","a2a95a65982211ecb3f890e2ba8d9d30","牙种植体系统-基台","（T系骨水平基台预成型）TSRC5.0-1.9","预成型","钛合金","C0702021380100110457","C07020213801001104570001884","06947600335535、06947600347893、06947600357872、06947600365471、06947600375456、06947600389804","申报企业自主确认为非招标产品、非中选产品或中选部件的附件（如覆盖螺丝、中央螺丝等）产品之一"]
["c068425d-22ec-11eb-bf70-fa163e0a8baf","5a38a90d-ac24-11e9-8460-fa163e0a8baf","国械注准20193171890","牙种植体系统","常州百康特医疗器械有限公司","常州百康特医疗器械有限公司","a2a95a65982211ecb3f890e2ba8d9d30","牙种植体系统-基台","（T系骨水平基台预成型）TSRC7.0-5.5","预成型","钛合金","C0702021380100110457","C07020213801001104570001885","06947600337669、06947600350026、06947600360001、06947600367604、06947600377580、06947600391937","申报企业自主确认为非招标产品、非中选产品或中选部件的附件（如覆盖螺丝、中央螺丝等）产品之一"]
["c0684727-22ec-11eb-bf70-fa163e0a8baf","5a38a90d-ac24-11e9-8460-fa163e0a8baf","国械注准20193171890","牙种植体系统","常州百康特医疗器械有限公司","常州百康特医疗器械有限公司","a2a95a65982211ecb3f890e2ba8d9d30","牙种植体系统-基台","（T系骨水平基台预成型）TSRCN7.5-2.3","预成型","钛合金","C0702021380100110457","C07020213801001104570001888","06947600341956、06947600354314、06947600361916、06947600369516、06947600383864、06947600396222","申报企业自主确认为非招标产品、非中选产品或中选部件的附件（如覆盖螺丝、中央螺丝等）产品之一"]
["c0684c94-22ec-11eb-bf70-fa163e0a8baf","5a38a90d-ac24-11e9-8460-fa163e0a8baf","国械注准20193171890","牙种植体系统","常州百康特医疗器械有限公司","常州百康特医疗器械有限公司","a2a95a65982211ecb3f890e2ba8d9d30","牙种植体系统-基台","（T系骨水平基台预成型）TSNC5.5-1.9","预成型","钛合金","C0702021380100110457","C07020213801001104570001891","06947600332978、06947600345336、06947600372899、06947600387244","申报企业自主确认为非招标产品、非中选产品或中选部件的附件（如覆盖螺丝、中央螺丝等）产品之一"]
["c0684fbb-22ec-11eb-bf70-fa163e0a8baf","5a38a90d-ac24-11e9-8460-fa163e0a8baf","国械注准20193171890","牙种植体系统","常州百康特医疗器械有限公司","常州百康特医疗器械有限公司","a2a95a65982211ecb3f890e2ba8d9d30","牙种植体系统-基台","（T系骨水平基台预成型）TSRC8.0-6.5","预成型","钛合金","C0702021380100110457","C07020213801001104570001893","06947600338253、06947600350613、06947600360599、06947600368191、06947600378174、06947600392521","申报企业自主确认为非招标产品、非中选产品或中选部件的附件（如覆盖螺丝、中央螺丝等）产品之一"]
["c0685156-22ec-11eb-bf70-fa163e0a8baf","5a38a90d-ac24-11e9-8460-fa163e0a8baf","国械注准20193171890","牙种植体系统","常州百康特医疗器械有限公司","常州百康特医疗器械有限公司","a2a95a65982211ecb3f890e2ba8d9d30","牙种植体系统-基台","（T系骨水平基台预成型）TSRC10.0-4.9","预成型","钛合金","C0702021380100110457","C07020213801001104570001894","06947600337348、06947600349709、06947600359685、06947600367284、06947600377269、06947600391616","申报企业自主确认为非招标产品、非中选产品或中选部件的附件（如覆盖螺丝、中央螺丝等）产品之一"]
["c068563e-22ec-11eb-bf70-fa163e0a8baf","5a38a90d-ac24-11e9-8460-fa163e0a8baf","国械注准20193171890","牙种植体系统","常州百康特医疗器械有限公司","常州百康特医疗器械有限公司","a2a95a65982211ecb3f890e2ba8d9d30","牙种植体系统-基台","（T系骨水平基台预成型）TSNC8.0-4.5","预成型","钛合金","C0702021380100110457","C07020213801001104570001897","06947600334149、06947600346500、06947600374060、06947600388418","申报企业自主确认为非招标产品、非中选产品或中选部件的附件（如覆盖螺丝、中央螺丝等）产品之一"]
["c06857df-22ec-11eb-bf70-fa163e0a8baf","5a38a90d-ac24-11e9-8460-fa163e0a8baf","国械注准20193171890","牙种植体系统","常州百康特医疗器械有限公司","常州百康特医疗器械有限公司","a2a95a65982211ecb3f890e2ba8d9d30","牙种植体系统-基台","（T系骨水平基台预成型）TSRC6.0-4.9","预成型","钛合金","C0702021380100110457","C07020213801001104570001898","06947600337263、06947600349624、06947600359609、06947600367208、06947600377184、06947600391531","申报企业自主确认为非招标产品、非中选产品或中选部件的附件（如覆盖螺丝、中央螺丝等）产品之一"]
["c0685cd0-22ec-11eb-bf70-fa163e0a8baf","5a38a90d-ac24-11e9-8460-fa163e0a8baf","国械注准20193171890","牙种植体系统","常州百康特医疗器械有限公司","常州百康特医疗器械有限公司","a2a95a65982211ecb3f890e2ba8d9d30","牙种植体系统-基台","（T系骨水平基台预成型）TSNC7.0-0.5","预成型","钛合金","C0702021380100110457","C07020213801001104570001901","06947600332442、06947600344803、06947600372363、06947600386711","申报企业自主确认为非招标产品、非中选产品或中选部件的附件（如覆盖螺丝、中央螺丝等）产品之一"]
["c068601b-22ec-11eb-bf70-fa163e0a8baf","5a38a90d-ac24-11e9-8460-fa163e0a8baf","国械注准20193171890","牙种植体系统","常州百康特医疗器械有限公司","常州百康特医疗器械有限公司","a2a95a65982211ecb3f890e2ba8d9d30","牙种植体系统-基台","（T系骨水平基台预成型）TSRC11.0-4.5","预成型","钛合金","C0702021380100110457","C07020213801001104570001903","06947600337171、06947600349532、06947600359517、06947600367116、06947600377092、06947600391449","申报企业自主确认为非招标产品、非中选产品或中选部件的附件（如覆盖螺丝、中央螺丝等）产品之一"]
["c0686567-22ec-11eb-bf70-fa163e0a8baf","5a38a90d-ac24-11e9-8460-fa163e0a8baf","国械注准20193171890","牙种植体系统","常州百康特医疗器械有限公司","常州百康特医疗器械有限公司","a2a95a65982211ecb3f890e2ba8d9d30","牙种植体系统-基台","（T系骨水平基台预成型）TSNC6.0-1.3","预成型","钛合金","C0702021380100110457","C07020213801001104570001906","06947600332701、06947600345060、06947600372622、06947600386971","申报企业自主确认为非招标产品、非中选产品或中选部件的附件（如覆盖螺丝、中央螺丝等）产品之一"]
["c0686709-22ec-11eb-bf70-fa163e0a8baf","5a38a90d-ac24-11e9-8460-fa163e0a8baf","国械注准20193171890","牙种植体系统","常州百康特医疗器械有限公司","常州百康特医疗器械有限公司","a2a95a65982211ecb3f890e2ba8d9d30","牙种植体系统-基台","（T系骨水平基台预成型）TSRCN10.5-6.3","预成型","钛合金","C0702021380100110457","C07020213801001104570001907","06947600344292、06947600356653、06947600364252、06947600371854、06947600386209、06947600398561","申报企业自主确认为非招标产品、非中选产品或中选部件的附件（如覆盖螺丝、中央螺丝等）产品之一"]
["c0686c0a-22ec-11eb-bf70-fa163e0a8baf","5a38a90d-ac24-11e9-8460-fa163e0a8baf","国械注准20193171890","牙种植体系统","常州百康特医疗器械有限公司","常州百康特医疗器械有限公司","a2a95a65982211ecb3f890e2ba8d9d30","牙种植体系统-基台","（T系骨水平基台预成型）TSRC5.5-4.9","预成型","钛合金","C0702021380100110457","C07020213801001104570001910","06947600337256、06947600349617、06947600359597、06947600367192、06947600377177、06947600391524","申报企业自主确认为非招标产品、非中选产品或中选部件的附件（如覆盖螺丝、中央螺丝等）产品之一"]
["c0686da3-22ec-11eb-bf70-fa163e0a8baf","5a38a90d-ac24-11e9-8460-fa163e0a8baf","国械注准20193171890","牙种植体系统","常州百康特医疗器械有限公司","常州百康特医疗器械有限公司","a2a95a65982211ecb3f890e2ba8d9d30","牙种植体系统-基台","（T系骨水平基台预成型）TSNCN7.5-3.3","预成型","钛合金","C0702021380100110457","C07020213801001104570001911","06947600339755、06947600352112、06947600379674、06947600394020","申报企业自主确认为非招标产品、非中选产品或中选部件的附件（如覆盖螺丝、中央螺丝等）产品之一"]
["c0687685-22ec-11eb-bf70-fa163e0a8baf","5a38a90d-ac24-11e9-8460-fa163e0a8baf","国械注准20193171890","牙种植体系统","常州百康特医疗器械有限公司","常州百康特医疗器械有限公司","a2a95a65982211ecb3f890e2ba8d9d30","牙种植体系统-基台","（T系骨水平基台预成型）TSRC6.5-2.5","预成型","钛合金","C0702021380100110457","C07020213801001104570001915","06947600335948、06947600348306、06947600358282、06947600365884、06947600375869、06947600390213","申报企业自主确认为非招标产品、非中选产品或中选部件的附件（如覆盖螺丝、中央螺丝等）产品之一"]
["c0687a58-22ec-11eb-bf70-fa163e0a8baf","5a38a90d-ac24-11e9-8460-fa163e0a8baf","国械注准20193171890","牙种植体系统","常州百康特医疗器械有限公司","常州百康特医疗器械有限公司","a2a95a65982211ecb3f890e2ba8d9d30","牙种植体系统-基台","（T系骨水平基台预成型）TSNC4.5-3.9","预成型","钛合金","C0702021380100110457","C07020213801001104570001916","06947600333791、06947600346159、06947600373711、06947600388067","申报企业自主确认为非招标产品、非中选产品或中选部件的附件（如覆盖螺丝、中央螺丝等）产品之一"]
["c0687f84-22ec-11eb-bf70-fa163e0a8baf","5a38a90d-ac24-11e9-8460-fa163e0a8baf","国械注准20193171890","牙种植体系统","常州百康特医疗器械有限公司","常州百康特医疗器械有限公司","a2a95a65982211ecb3f890e2ba8d9d30","牙种植体系统-基台","（T系骨水平基台预成型）TSNCN8.5-4.3","预成型","钛合金","C0702021380100110457","C07020213801001104570001919","06947600340195、06947600352556、06947600382102、06947600394464","申报企业自主确认为非招标产品、非中选产品或中选部件的附件（如覆盖螺丝、中央螺丝等）产品之一"]
["c068811a-22ec-11eb-bf70-fa163e0a8baf","5a38a90d-ac24-11e9-8460-fa163e0a8baf","国械注准20193171890","牙种植体系统","常州百康特医疗器械有限公司","常州百康特医疗器械有限公司","a2a95a65982211ecb3f890e2ba8d9d30","牙种植体系统-基台","（T系骨水平基台预成型）TSRC9.0-1.9","预成型","钛合金","C0702021380100110457","C07020213801001104570001920","06947600335610、06947600347972、06947600357957、06947600365556、06947600375531、06947600389880","申报企业自主确认为非招标产品、非中选产品或中选部件的附件（如覆盖螺丝、中央螺丝等）产品之一"]
["c0688775-22ec-11eb-bf70-fa163e0a8baf","5a38a90d-ac24-11e9-8460-fa163e0a8baf","国械注准20193171890","牙种植体系统","常州百康特医疗器械有限公司","常州百康特医疗器械有限公司","a2a95a65982211ecb3f890e2ba8d9d30","牙种植体系统-基台","（T系骨水平基台预成型）TSRCN4.0-5.9","预成型","钛合金","C0702021380100110457","C07020213801001104570001924","06947600343974、06947600356332、06947600363934、06947600371533、06947600385882、06947600398240","申报企业自主确认为非招标产品、非中选产品或中选部件的附件（如覆盖螺丝、中央螺丝等）产品之一"]
["c0688900-22ec-11eb-bf70-fa163e0a8baf","5a38a90d-ac24-11e9-8460-fa163e0a8baf","国械注准20193171890","牙种植体系统","常州百康特医疗器械有限公司","常州百康特医疗器械有限公司","a2a95a65982211ecb3f890e2ba8d9d30","牙种植体系统-基台","（T系骨水平基台预成型）TSRCN7.0-3.3","预成型","钛合金","C0702021380100110457","C07020213801001104570001925","06947600342519、06947600354871、06947600362470、06947600370079、06947600384427、06947600396781","申报企业自主确认为非招标产品、非中选产品或中选部件的附件（如覆盖螺丝、中央螺丝等）产品之一"]
["c0688dc2-22ec-11eb-bf70-fa163e0a8baf","5a38a90d-ac24-11e9-8460-fa163e0a8baf","国械注准20193171890","牙种植体系统","常州百康特医疗器械有限公司","常州百康特医疗器械有限公司","a2a95a65982211ecb3f890e2ba8d9d30","牙种植体系统-基台","（T系骨水平基台预成型）TSNC10.0-3.5","预成型","钛合金","C0702021380100110457","C07020213801001104570001928","06947600333760、06947600346128、06947600373681、06947600388036","申报企业自主确认为非招标产品、非中选产品或中选部件的附件（如覆盖螺丝、中央螺丝等）产品之一"]
["c0688f68-22ec-11eb-bf70-fa163e0a8baf","5a38a90d-ac24-11e9-8460-fa163e0a8baf","国械注准20193171890","牙种植体系统","常州百康特医疗器械有限公司","常州百康特医疗器械有限公司","a2a95a65982211ecb3f890e2ba8d9d30","牙种植体系统-基台","（T系骨水平基台预成型）TSRC11.0-2.5","预成型","钛合金","C0702021380100110457","C07020213801001104570001929","06947600336037、06947600348391、06947600358374、06947600365976、06947600375951、06947600390305","申报企业自主确认为非招标产品、非中选产品或中选部件的附件（如覆盖螺丝、中央螺丝等）产品之一"]
["c068ac77-22ec-11eb-bf70-fa163e0a8baf","5a38a90d-ac24-11e9-8460-fa163e0a8baf","国械注准20193171890","牙种植体系统","常州百康特医疗器械有限公司","常州百康特医疗器械有限公司","a2a95a65982211ecb3f890e2ba8d9d30","牙种植体系统-基台","（T系骨水平基台预成型）TSRCN7.0-2.3","预成型","钛合金","C0702021380100110457","C07020213801001104570001932","06947600341949、06947600354307、06947600361909、06947600369509、06947600383857、06947600396215","申报企业自主确认为非招标产品、非中选产品或中选部件的附件（如覆盖螺丝、中央螺丝等）产品之一"]
["c068afac-22ec-11eb-bf70-fa163e0a8baf","5a38a90d-ac24-11e9-8460-fa163e0a8baf","国械注准20193171890","牙种植体系统","常州百康特医疗器械有限公司","常州百康特医疗器械有限公司","a2a95a65982211ecb3f890e2ba8d9d30","牙种植体系统-基台","（T系骨水平基台预成型）TSRC12.5-0.5","预成型","钛合金","C0702021380100110457","C07020213801001104570001934","06947600334927、06947600347286、06947600357261、06947600364863、06947600374848、06947600389196","申报企业自主确认为非招标产品、非中选产品或中选部件的附件（如覆盖螺丝、中央螺丝等）产品之一"]
["c068b470-22ec-11eb-bf70-fa163e0a8baf","5a38a90d-ac24-11e9-8460-fa163e0a8baf","国械注准20193171890","牙种植体系统","常州百康特医疗器械有限公司","常州百康特医疗器械有限公司","a2a95a65982211ecb3f890e2ba8d9d30","牙种植体系统-基台","（T系骨水平基台预成型）TSRC5.5-6.9","预成型","钛合金","C0702021380100110457","C07020213801001104570001937","06947600338390、06947600350750、06947600360735、06947600368335、06947600378310、06947600392668","申报企业自主确认为非招标产品、非中选产品或中选部件的附件（如覆盖螺丝、中央螺丝等）产品之一"]
["c068b5ff-22ec-11eb-bf70-fa163e0a8baf","5a38a90d-ac24-11e9-8460-fa163e0a8baf","国械注准20193171890","牙种植体系统","常州百康特医疗器械有限公司","常州百康特医疗器械有限公司","a2a95a65982211ecb3f890e2ba8d9d30","牙种植体系统-基台","（T系骨水平基台预成型）TSRC10.0-0.5","预成型","钛合金","C0702021380100110457","C07020213801001104570001938","06947600334873、06947600347231、06947600357216、06947600364818、06947600374794、06947600389149","申报企业自主确认为非招标产品、非中选产品或中选部件的附件（如覆盖螺丝、中央螺丝等）产品之一"]
["c068bae1-22ec-11eb-bf70-fa163e0a8baf","5a38a90d-ac24-11e9-8460-fa163e0a8baf","国械注准20193171890","牙种植体系统","常州百康特医疗器械有限公司","常州百康特医疗器械有限公司","a2a95a65982211ecb3f890e2ba8d9d30","牙种植体系统-基台","（T系骨水平基台预成型）TSRCN9.0-5.9","预成型","钛合金","C0702021380100110457","C07020213801001104570001941","06947600344070、06947600356431、06947600364030、06947600371632、06947600385981、06947600398349","申报企业自主确认为非招标产品、非中选产品或中选部件的附件（如覆盖螺丝、中央螺丝等）产品之一"]
["c068bc6e-22ec-11eb-bf70-fa163e0a8baf","5a38a90d-ac24-11e9-8460-fa163e0a8baf","国械注准20193171890","牙种植体系统","常州百康特医疗器械有限公司","常州百康特医疗器械有限公司","a2a95a65982211ecb3f890e2ba8d9d30","牙种植体系统-基台","（T系骨水平基台预成型）TSRCN13.0-4.3","预成型","钛合金","C0702021380100110457","C07020213801001104570001942","06947600343202、06947600355564、06947600363163、06947600370765、06947600385110、06947600397472","申报企业自主确认为非招标产品、非中选产品或中选部件的附件（如覆盖螺丝、中央螺丝等）产品之一"]
["c068c19e-22ec-11eb-bf70-fa163e0a8baf","5a38a90d-ac24-11e9-8460-fa163e0a8baf","国械注准20193171890","牙种植体系统","常州百康特医疗器械有限公司","常州百康特医疗器械有限公司","a2a95a65982211ecb3f890e2ba8d9d30","牙种植体系统-基台","（T系骨水平基台预成型）TSRC11.0-5.3","预成型","钛合金","C0702021380100110457","C07020213801001104570001944","06947600337553、06947600349914、06947600359890、06947600367491、06947600377474、06947600391821","申报企业自主确认为非招标产品、非中选产品或中选部件的附件（如覆盖螺丝、中央螺丝等）产品之一"]
["c068c678-22ec-11eb-bf70-fa163e0a8baf","5a38a90d-ac24-11e9-8460-fa163e0a8baf","国械注准20193171890","牙种植体系统","常州百康特医疗器械有限公司","常州百康特医疗器械有限公司","a2a95a65982211ecb3f890e2ba8d9d30","牙种植体系统-基台","（T系骨水平基台预成型）TSNC6.5-0.5","预成型","钛合金","C0702021380100110457","C07020213801001104570001947","06947600332435、06947600344797、06947600372356、06947600386704","申报企业自主确认为非招标产品、非中选产品或中选部件的附件（如覆盖螺丝、中央螺丝等）产品之一"]
["c068cbde-22ec-11eb-bf70-fa163e0a8baf","5a38a90d-ac24-11e9-8460-fa163e0a8baf","国械注准20193171890","牙种植体系统","常州百康特医疗器械有限公司","常州百康特医疗器械有限公司","a2a95a65982211ecb3f890e2ba8d9d30","牙种植体系统-基台","（T系骨水平基台预成型）TSRCN5.0-0.9","预成型","钛合金","C0702021380100110457","C07020213801001104570001950","06947600341147、06947600353508、06947600361107、06947600368700、06947600383055、06947600395416","申报企业自主确认为非招标产品、非中选产品或中选部件的附件（如覆盖螺丝、中央螺丝等）产品之一"]
["c068cd85-22ec-11eb-bf70-fa163e0a8baf","5a38a90d-ac24-11e9-8460-fa163e0a8baf","国械注准20193171890","牙种植体系统","常州百康特医疗器械有限公司","常州百康特医疗器械有限公司","a2a95a65982211ecb3f890e2ba8d9d30","牙种植体系统-基台","（T系骨水平基台预成型）TSRCN9.5-4.5","预成型","钛合金","C0702021380100110457","C07020213801001104570001951","06947600343325、06947600355687、06947600363286、06947600370888、06947600385233、06947600397595","申报企业自主确认为非招标产品、非中选产品或中选部件的附件（如覆盖螺丝、中央螺丝等）产品之一"]
["c068d280-22ec-11eb-bf70-fa163e0a8baf","5a38a90d-ac24-11e9-8460-fa163e0a8baf","国械注准20193171890","牙种植体系统","常州百康特医疗器械有限公司","常州百康特医疗器械有限公司","a2a95a65982211ecb3f890e2ba8d9d30","牙种植体系统-基台","（T系骨水平基台预成型）TSRC4.0-0.5","预成型","钛合金","C0702021380100110457","C07020213801001104570001954","06947600334750、06947600347118、06947600357094、06947600364696、06947600374671、06947600389026","申报企业自主确认为非招标产品、非中选产品或中选部件的附件（如覆盖螺丝、中央螺丝等）产品之一"]
["c068d418-22ec-11eb-bf70-fa163e0a8baf","5a38a90d-ac24-11e9-8460-fa163e0a8baf","国械注准20193171890","牙种植体系统","常州百康特医疗器械有限公司","常州百康特医疗器械有限公司","a2a95a65982211ecb3f890e2ba8d9d30","牙种植体系统-基台","（T系骨水平基台预成型）TSRCN5.5-4.9","预成型","钛合金","C0702021380100110457","C07020213801001104570001955","06947600343431、06947600355793、06947600363392、06947600370994、06947600385349、06947600397700","申报企业自主确认为非招标产品、非中选产品或中选部件的附件（如覆盖螺丝、中央螺丝等）产品之一"]
["c068db3c-22ec-11eb-bf70-fa163e0a8baf","5a38a90d-ac24-11e9-8460-fa163e0a8baf","国械注准20193171890","牙种植体系统","常州百康特医疗器械有限公司","常州百康特医疗器械有限公司","a2a95a65982211ecb3f890e2ba8d9d30","牙种植体系统-基台","（T系骨水平基台预成型）TSRCN10.0-6.5","预成型","钛合金","C0702021380100110457","C07020213801001104570001959","06947600344476、06947600356837、06947600364436、06947600372035、06947600386384、06947600398745","申报企业自主确认为非招标产品、非中选产品或中选部件的附件（如覆盖螺丝、中央螺丝等）产品之一"]
["c068dcd6-22ec-11eb-bf70-fa163e0a8baf","5a38a90d-ac24-11e9-8460-fa163e0a8baf","国械注准20193171890","牙种植体系统","常州百康特医疗器械有限公司","常州百康特医疗器械有限公司","a2a95a65982211ecb3f890e2ba8d9d30","牙种植体系统-基台","（T系骨水平基台预成型）TSRC4.0-5.9","预成型","钛合金","C0702021380100110457","C07020213801001104570001960","06947600337791、06947600350156、06947600360131、06947600367734、06947600377719、06947600392064","申报企业自主确认为非招标产品、非中选产品或中选部件的附件（如覆盖螺丝、中央螺丝等）产品之一"]
["c068e1c0-22ec-11eb-bf70-fa163e0a8baf","5a38a90d-ac24-11e9-8460-fa163e0a8baf","国械注准20193171890","牙种植体系统","常州百康特医疗器械有限公司","常州百康特医疗器械有限公司","a2a95a65982211ecb3f890e2ba8d9d30","牙种植体系统-基台","（T系骨水平基台预成型）TSNC9.5-1.9","预成型","钛合金","C0702021380100110457","C07020213801001104570001963","06947600333050、06947600345411、06947600372974、06947600387329","申报企业自主确认为非招标产品、非中选产品或中选部件的附件（如覆盖螺丝、中央螺丝等）产品之一"]
["c068e352-22ec-11eb-bf70-fa163e0a8baf","5a38a90d-ac24-11e9-8460-fa163e0a8baf","国械注准20193171890","牙种植体系统","常州百康特医疗器械有限公司","常州百康特医疗器械有限公司","a2a95a65982211ecb3f890e2ba8d9d30","牙种植体系统-基台","（T系骨水平基台预成型）TSNC9.5-0.5","预成型","钛合金","C0702021380100110457","C07020213801001104570001964","06947600332497、06947600344858、06947600372417、06947600386766","申报企业自主确认为非招标产品、非中选产品或中选部件的附件（如覆盖螺丝、中央螺丝等）产品之一"]
["c068e87c-22ec-11eb-bf70-fa163e0a8baf","5a38a90d-ac24-11e9-8460-fa163e0a8baf","国械注准20193171890","牙种植体系统","常州百康特医疗器械有限公司","常州百康特医疗器械有限公司","a2a95a65982211ecb3f890e2ba8d9d30","牙种植体系统-基台","（T系骨水平基台预成型）TSRC12.0-3.3","预成型","钛合金","C0702021380100110457","C07020213801001104570001967","06947600336433、06947600348795、06947600358770、06947600366379、06947600376354、06947600390701","申报企业自主确认为非招标产品、非中选产品或中选部件的附件（如覆盖螺丝、中央螺丝等）产品之一"]
["c068ec5d-22ec-11eb-bf70-fa163e0a8baf","5a38a90d-ac24-11e9-8460-fa163e0a8baf","国械注准20193171890","牙种植体系统","常州百康特医疗器械有限公司","常州百康特医疗器械有限公司","a2a95a65982211ecb3f890e2ba8d9d30","牙种植体系统-基台","（T系骨水平基台预成型）TSNC10.0-5.3","预成型","钛合金","C0702021380100110457","C07020213801001104570001969","06947600334460、06947600346821、06947600374381、06947600388739","申报企业自主确认为非招标产品、非中选产品或中选部件的附件（如覆盖螺丝、中央螺丝等）产品之一"]
["c068f316-22ec-11eb-bf70-fa163e0a8baf","5a38a90d-ac24-11e9-8460-fa163e0a8baf","国械注准20193171890","牙种植体系统","常州百康特医疗器械有限公司","常州百康特医疗器械有限公司","a2a95a65982211ecb3f890e2ba8d9d30","牙种植体系统-基台","（T系骨水平基台预成型）TSRC11.5-5.3","预成型","钛合金","C0702021380100110457","C07020213801001104570001972","06947600337560、06947600349921、06947600359906、06947600367505、06947600377481、06947600391838","申报企业自主确认为非招标产品、非中选产品或中选部件的附件（如覆盖螺丝、中央螺丝等）产品之一"]
["c068f4fc-22ec-11eb-bf70-fa163e0a8baf","5a38a90d-ac24-11e9-8460-fa163e0a8baf","国械注准20193171890","牙种植体系统","常州百康特医疗器械有限公司","常州百康特医疗器械有限公司","a2a95a65982211ecb3f890e2ba8d9d30","牙种植体系统-基台","（T系骨水平基台预成型）TSNCN7.0-0.9","预成型","钛合金","C0702021380100110457","C07020213801001104570001973","06947600338765、06947600351122、06947600378684、06947600393030","申报企业自主确认为非招标产品、非中选产品或中选部件的附件（如覆盖螺丝、中央螺丝等）产品之一"]
["c068f9c0-22ec-11eb-bf70-fa163e0a8baf","5a38a90d-ac24-11e9-8460-fa163e0a8baf","国械注准20193171890","牙种植体系统","常州百康特医疗器械有限公司","常州百康特医疗器械有限公司","a2a95a65982211ecb3f890e2ba8d9d30","牙种植体系统-基台","（T系骨水平基台预成型）TSRCN12.5-2.5","预成型","钛合金","C0702021380100110457","C07020213801001104570001976","06947600342243、06947600354604、06947600362203、06947600369806、06947600384151、06947600396512","申报企业自主确认为非招标产品、非中选产品或中选部件的附件（如覆盖螺丝、中央螺丝等）产品之一"]
["c068fb4d-22ec-11eb-bf70-fa163e0a8baf","5a38a90d-ac24-11e9-8460-fa163e0a8baf","国械注准20193171890","牙种植体系统","常州百康特医疗器械有限公司","常州百康特医疗器械有限公司","a2a95a65982211ecb3f890e2ba8d9d30","牙种植体系统-基台","（T系骨水平基台预成型）TSNCN7.0-5.3","预成型","钛合金","C0702021380100110457","C07020213801001104570001977","06947600340584、06947600352945、06947600382492、06947600394853","申报企业自主确认为非招标产品、非中选产品或中选部件的附件（如覆盖螺丝、中央螺丝等）产品之一"]
["c068fe89-22ec-11eb-bf70-fa163e0a8baf","5a38a90d-ac24-11e9-8460-fa163e0a8baf","国械注准20193171890","牙种植体系统","常州百康特医疗器械有限公司","常州百康特医疗器械有限公司","a2a95a65982211ecb3f890e2ba8d9d30","牙种植体系统-基台","（T系骨水平基台预成型）TSRCN4.5-0.5","预成型","钛合金","C0702021380100110457","C07020213801001104570001979","06947600340942、06947600353300、06947600360902、06947600368502、06947600382850、06947600395218","申报企业自主确认为非招标产品、非中选产品或中选部件的附件（如覆盖螺丝、中央螺丝等）产品之一"]
["c069034c-22ec-11eb-bf70-fa163e0a8baf","5a38a90d-ac24-11e9-8460-fa163e0a8baf","国械注准20193171890","牙种植体系统","常州百康特医疗器械有限公司","常州百康特医疗器械有限公司","a2a95a65982211ecb3f890e2ba8d9d30","牙种植体系统-基台","（T系骨水平基台预成型）TSNC9.0-1.5","预成型","钛合金","C0702021380100110457","C07020213801001104570001982","06947600332909、06947600345268、06947600372820、06947600387176","申报企业自主确认为非招标产品、非中选产品或中选部件的附件（如覆盖螺丝、中央螺丝等）产品之一"]
["c069080f-22ec-11eb-bf70-fa163e0a8baf","5a38a90d-ac24-11e9-8460-fa163e0a8baf","国械注准20193171890","牙种植体系统","常州百康特医疗器械有限公司","常州百康特医疗器械有限公司","a2a95a65982211ecb3f890e2ba8d9d30","牙种植体系统-基台","（T系骨水平基台预成型）TSRCN7.0-2.5","预成型","钛合金","C0702021380100110457","C07020213801001104570001985","06947600342137、06947600354499、06947600362098、06947600369699、06947600384045、06947600396406","申报企业自主确认为非招标产品、非中选产品或中选部件的附件（如覆盖螺丝、中央螺丝等）产品之一"]
["c06909a0-22ec-11eb-bf70-fa163e0a8baf","5a38a90d-ac24-11e9-8460-fa163e0a8baf","国械注准20193171890","牙种植体系统","常州百康特医疗器械有限公司","常州百康特医疗器械有限公司","a2a95a65982211ecb3f890e2ba8d9d30","牙种植体系统-基台","（T系骨水平基台预成型）TSRC10.0-6.5","预成型","钛合金","C0702021380100110457","C07020213801001104570001986","06947600338291、06947600350651、06947600360636、06947600368236、06947600378211、06947600392569","申报企业自主确认为非招标产品、非中选产品或中选部件的附件（如覆盖螺丝、中央螺丝等）产品之一"]
["c0690f12-22ec-11eb-bf70-fa163e0a8baf","5a38a90d-ac24-11e9-8460-fa163e0a8baf","国械注准20193171890","牙种植体系统","常州百康特医疗器械有限公司","常州百康特医疗器械有限公司","a2a95a65982211ecb3f890e2ba8d9d30","牙种植体系统-基台","（T系骨水平基台预成型）TSNC5.5-0.9","预成型","钛合金","C0702021380100110457","C07020213801001104570001989","06947600332558、06947600344919、06947600372479、06947600386827","申报企业自主确认为非招标产品、非中选产品或中选部件的附件（如覆盖螺丝、中央螺丝等）产品之一"]
["c0691416-22ec-11eb-bf70-fa163e0a8baf","5a38a90d-ac24-11e9-8460-fa163e0a8baf","国械注准20193171890","牙种植体系统","常州百康特医疗器械有限公司","常州百康特医疗器械有限公司","a2a95a65982211ecb3f890e2ba8d9d30","牙种植体系统-基台","（T系骨水平基台预成型）TSRCN8.0-3.3","预成型","钛合金","C0702021380100110457","C07020213801001104570001992","06947600342533、06947600354895、06947600362494、06947600370093、06947600384441、06947600396802","申报企业自主确认为非招标产品、非中选产品或中选部件的附件（如覆盖螺丝、中央螺丝等）产品之一"]
["c0691753-22ec-11eb-bf70-fa163e0a8baf","5a38a90d-ac24-11e9-8460-fa163e0a8baf","国械注准20193171890","牙种植体系统","常州百康特医疗器械有限公司","常州百康特医疗器械有限公司","a2a95a65982211ecb3f890e2ba8d9d30","牙种植体系统-基台","（T系骨水平基台预成型）TSRCN6.5-2.5","预成型","钛合金","C0702021380100110457","C07020213801001104570001994","06947600342120、06947600354482、06947600362081、06947600369686、06947600384038、06947600396390","申报企业自主确认为非招标产品、非中选产品或中选部件的附件（如覆盖螺丝、中央螺丝等）产品之一"]
["c069191b-22ec-11eb-bf70-fa163e0a8baf","5a38a90d-ac24-11e9-8460-fa163e0a8baf","国械注准20193171890","牙种植体系统","常州百康特医疗器械有限公司","常州百康特医疗器械有限公司","a2a95a65982211ecb3f890e2ba8d9d30","牙种植体系统-基台","（T系骨水平基台预成型）TSRC12.0-6.5","预成型","钛合金","C0702021380100110457","C07020213801001104570001995","06947600338338、06947600350699、06947600360674、06947600368274、06947600378259、06947600392606","申报企业自主确认为非招标产品、非中选产品或中选部件的附件（如覆盖螺丝、中央螺丝等）产品之一"]
["c0691e29-22ec-11eb-bf70-fa163e0a8baf","5a38a90d-ac24-11e9-8460-fa163e0a8baf","国械注准20193171890","牙种植体系统","常州百康特医疗器械有限公司","常州百康特医疗器械有限公司","a2a95a65982211ecb3f890e2ba8d9d30","牙种植体系统-基台","（T系骨水平基台预成型）TSNCN8.5-5.9","预成型","钛合金","C0702021380100110457","C07020213801001104570001998","06947600340898、06947600353256、06947600382805、06947600395164","申报企业自主确认为非招标产品、非中选产品或中选部件的附件（如覆盖螺丝、中央螺丝等）产品之一"]
["c0691fb8-22ec-11eb-bf70-fa163e0a8baf","5a38a90d-ac24-11e9-8460-fa163e0a8baf","国械注准20193171890","牙种植体系统","常州百康特医疗器械有限公司","常州百康特医疗器械有限公司","a2a95a65982211ecb3f890e2ba8d9d30","牙种植体系统-基台","（T系骨水平基台预成型）TSRC5.5-1.5","预成型","钛合金","C0702021380100110457","C07020213801001104570001999","06947600335351、06947600347712、06947600357692、06947600365297、06947600375272、06947600389620","申报企业自主确认为非招标产品、非中选产品或中选部件的附件（如覆盖螺丝、中央螺丝等）产品之一"]
["c0692478-22ec-11eb-bf70-fa163e0a8baf","5a38a90d-ac24-11e9-8460-fa163e0a8baf","国械注准20193171890","牙种植体系统","常州百康特医疗器械有限公司","常州百康特医疗器械有限公司","a2a95a65982211ecb3f890e2ba8d9d30","牙种植体系统-基台","（T系骨水平基台预成型）TSRC5.5-6.5","预成型","钛合金","C0702021380100110457","C07020213801001104570002002","06947600338208、06947600350569、06947600360544、06947600368144、06947600378129、06947600392477","申报企业自主确认为非招标产品、非中选产品或中选部件的附件（如覆盖螺丝、中央螺丝等）产品之一"]
["c069299f-22ec-11eb-bf70-fa163e0a8baf","5a38a90d-ac24-11e9-8460-fa163e0a8baf","国械注准20193171890","牙种植体系统","常州百康特医疗器械有限公司","常州百康特医疗器械有限公司","a2a95a65982211ecb3f890e2ba8d9d30","牙种植体系统-基台","（T系骨水平基台预成型）TSRC8.0-2.9","预成型","钛合金","C0702021380100110457","C07020213801001104570002004","06947600336167、06947600348528、06947600358503、06947600366102、06947600376088、06947600390435","申报企业自主确认为非招标产品、非中选产品或中选部件的附件（如覆盖螺丝、中央螺丝等）产品之一"]
["c0692efa-22ec-11eb-bf70-fa163e0a8baf","5a38a90d-ac24-11e9-8460-fa163e0a8baf","国械注准20193171890","牙种植体系统","常州百康特医疗器械有限公司","常州百康特医疗器械有限公司","a2a95a65982211ecb3f890e2ba8d9d30","牙种植体系统-基台","（T系骨水平基台预成型）TSRCN7.0-3.5","预成型","钛合金","C0702021380100110457","C07020213801001104570002007","06947600342700、06947600355069、06947600362661、06947600370260、06947600384618、06947600396970","申报企业自主确认为非招标产品、非中选产品或中选部件的附件（如覆盖螺丝、中央螺丝等）产品之一"]
["c0693120-22ec-11eb-bf70-fa163e0a8baf","5a38a90d-ac24-11e9-8460-fa163e0a8baf","国械注准20193171890","牙种植体系统","常州百康特医疗器械有限公司","常州百康特医疗器械有限公司","a2a95a65982211ecb3f890e2ba8d9d30","牙种植体系统-基台","（T系骨水平基台预成型）TSNC5.5-1.5","预成型","钛合金","C0702021380100110457","C07020213801001104570002008","06947600332831、06947600345190、06947600372752、06947600387107","申报企业自主确认为非招标产品、非中选产品或中选部件的附件（如覆盖螺丝、中央螺丝等）产品之一"]
["c0693601-22ec-11eb-bf70-fa163e0a8baf","5a38a90d-ac24-11e9-8460-fa163e0a8baf","国械注准20193171890","牙种植体系统","常州百康特医疗器械有限公司","常州百康特医疗器械有限公司","a2a95a65982211ecb3f890e2ba8d9d30","牙种植体系统-基台","（T系骨水平基台预成型）TSNC10.0-4.3","预成型","钛合金","C0702021380100110457","C07020213801001104570002011","06947600334040、06947600346401、06947600373964、06947600388319","申报企业自主确认为非招标产品、非中选产品或中选部件的附件（如覆盖螺丝、中央螺丝等）产品之一"]
["c069378e-22ec-11eb-bf70-fa163e0a8baf","5a38a90d-ac24-11e9-8460-fa163e0a8baf","国械注准20193171890","牙种植体系统","常州百康特医疗器械有限公司","常州百康特医疗器械有限公司","a2a95a65982211ecb3f890e2ba8d9d30","牙种植体系统-基台","（T系骨水平基台预成型）TSRC8.5-0.9","预成型","钛合金","C0702021380100110457","C07020213801001104570002012","06947600335030、06947600347392、06947600357377、06947600364979、06947600374954、06947600389309","申报企业自主确认为非招标产品、非中选产品或中选部件的附件（如覆盖螺丝、中央螺丝等）产品之一"]
["c0693dd0-22ec-11eb-bf70-fa163e0a8baf","5a38a90d-ac24-11e9-8460-fa163e0a8baf","国械注准20193171890","牙种植体系统","常州百康特医疗器械有限公司","常州百康特医疗器械有限公司","a2a95a65982211ecb3f890e2ba8d9d30","牙种植体系统-基台","（T系骨水平基台预成型）TSNCN6.5-1.3","预成型","钛合金","C0702021380100110457","C07020213801001104570002016","06947600338895、06947600351252、06947600378815、06947600393160","申报企业自主确认为非招标产品、非中选产品或中选部件的附件（如覆盖螺丝、中央螺丝等）产品之一"]
["c0694066-22ec-11eb-bf70-fa163e0a8baf","5a38a90d-ac24-11e9-8460-fa163e0a8baf","国械注准20193171890","牙种植体系统","常州百康特医疗器械有限公司","常州百康特医疗器械有限公司","a2a95a65982211ecb3f890e2ba8d9d30","牙种植体系统-基台","（T系骨水平基台预成型）TSNC3.5-1.5","预成型","钛合金","C0702021380100110457","C07020213801001104570002017","06947600332794、06947600345152、06947600372714、06947600387060","申报企业自主确认为非招标产品、非中选产品或中选部件的附件（如覆盖螺丝、中央螺丝等）产品之一"]
["c069460c-22ec-11eb-bf70-fa163e0a8baf","5a38a90d-ac24-11e9-8460-fa163e0a8baf","国械注准20193171890","牙种植体系统","常州百康特医疗器械有限公司","常州百康特医疗器械有限公司","a2a95a65982211ecb3f890e2ba8d9d30","牙种植体系统-基台","（T系骨水平基台预成型）TSRC5.5-5.5","预成型","钛合金","C0702021380100110457","C07020213801001104570002020","06947600337638、06947600349990、06947600359975、06947600367574、06947600377559、06947600391906","申报企业自主确认为非招标产品、非中选产品或中选部件的附件（如覆盖螺丝、中央螺丝等）产品之一"]
["c069480e-22ec-11eb-bf70-fa163e0a8baf","5a38a90d-ac24-11e9-8460-fa163e0a8baf","国械注准20193171890","牙种植体系统","常州百康特医疗器械有限公司","常州百康特医疗器械有限公司","a2a95a65982211ecb3f890e2ba8d9d30","牙种植体系统-基台","（T系骨水平基台预成型）TSRC9.5-4.5","预成型","钛合金","C0702021380100110457","C07020213801001104570002021","06947600337140、06947600349501、06947600359483、06947600367086、06947600377061、06947600391418","申报企业自主确认为非招标产品、非中选产品或中选部件的附件（如覆盖螺丝、中央螺丝等）产品之一"]
["c0694f2a-22ec-11eb-bf70-fa163e0a8baf","5a38a90d-ac24-11e9-8460-fa163e0a8baf","国械注准20193171890","牙种植体系统","常州百康特医疗器械有限公司","常州百康特医疗器械有限公司","a2a95a65982211ecb3f890e2ba8d9d30","牙种植体系统-基台","（T系骨水平基台预成型）TSRCN13.0-5.9","预成型","钛合金","C0702021380100110457","C07020213801001104570002025","06947600344155、06947600356516、06947600364115、06947600371717、06947600386063、06947600398424","申报企业自主确认为非招标产品、非中选产品或中选部件的附件（如覆盖螺丝、中央螺丝等）产品之一"]
["c06950c2-22ec-11eb-bf70-fa163e0a8baf","5a38a90d-ac24-11e9-8460-fa163e0a8baf","国械注准20193171890","牙种植体系统","常州百康特医疗器械有限公司","常州百康特医疗器械有限公司","a2a95a65982211ecb3f890e2ba8d9d30","牙种植体系统-基台","（T系骨水平基台预成型）TSRC8.5-3.5","预成型","钛合金","C0702021380100110457","C07020213801001104570002026","06947600336556、06947600348917、06947600358897、06947600366492、06947600376477、06947600390824","申报企业自主确认为非招标产品、非中选产品或中选部件的附件（如覆盖螺丝、中央螺丝等）产品之一"]
["c069564d-22ec-11eb-bf70-fa163e0a8baf","5a38a90d-ac24-11e9-8460-fa163e0a8baf","国械注准20193171890","牙种植体系统","常州百康特医疗器械有限公司","常州百康特医疗器械有限公司","a2a95a65982211ecb3f890e2ba8d9d30","牙种植体系统-基台","（T系骨水平基台预成型）TSRC11.5-4.9","预成型","钛合金","C0702021380100110457","C07020213801001104570002029","06947600337379、06947600349730、06947600359715、06947600367314、06947600377290、06947600391647","申报企业自主确认为非招标产品、非中选产品或中选部件的附件（如覆盖螺丝、中央螺丝等）产品之一"]
["c069596f-22ec-11eb-bf70-fa163e0a8baf","5a38a90d-ac24-11e9-8460-fa163e0a8baf","国械注准20193171890","牙种植体系统","常州百康特医疗器械有限公司","常州百康特医疗器械有限公司","a2a95a65982211ecb3f890e2ba8d9d30","牙种植体系统-基台","（T系骨水平基台预成型）TSNC8.0-5.3","预成型","钛合金","C0702021380100110457","C07020213801001104570002030","06947600334422、06947600346784、06947600374343、06947600388698","申报企业自主确认为非招标产品、非中选产品或中选部件的附件（如覆盖螺丝、中央螺丝等）产品之一"]
["c0695f7e-22ec-11eb-bf70-fa163e0a8baf","5a38a90d-ac24-11e9-8460-fa163e0a8baf","国械注准20193171890","牙种植体系统","常州百康特医疗器械有限公司","常州百康特医疗器械有限公司","a2a95a65982211ecb3f890e2ba8d9d30","牙种植体系统-基台","（T系骨水平基台预成型）TSRCN6.0-1.3","预成型","钛合金","C0702021380100110457","C07020213801001104570002033","06947600341352、06947600353713、06947600361312、06947600368915、06947600383260、06947600395621","申报企业自主确认为非招标产品、非中选产品或中选部件的附件（如覆盖螺丝、中央螺丝等）产品之一"]
["c0696147-22ec-11eb-bf70-fa163e0a8baf","5a38a90d-ac24-11e9-8460-fa163e0a8baf","国械注准20193171890","牙种植体系统","常州百康特医疗器械有限公司","常州百康特医疗器械有限公司","a2a95a65982211ecb3f890e2ba8d9d30","牙种植体系统-基台","（T系骨水平基台预成型）TSRC11.0-1.9","预成型","钛合金","C0702021380100110457","C07020213801001104570002034","06947600335658、06947600348016、06947600357995、06947600365594、06947600375579、06947600389927","申报企业自主确认为非招标产品、非中选产品或中选部件的附件（如覆盖螺丝、中央螺丝等）产品之一"]
["c06967c1-22ec-11eb-bf70-fa163e0a8baf","5a38a90d-ac24-11e9-8460-fa163e0a8baf","国械注准20193171890","牙种植体系统","常州百康特医疗器械有限公司","常州百康特医疗器械有限公司","a2a95a65982211ecb3f890e2ba8d9d30","牙种植体系统-基台","（T系骨水平基台预成型）TSNCN8.0-3.9","预成型","钛合金","C0702021380100110457","C07020213801001104570002037","06947600340041、06947600352402、06947600379964、06947600394310","申报企业自主确认为非招标产品、非中选产品或中选部件的附件（如覆盖螺丝、中央螺丝等）产品之一"]
["c0696b23-22ec-11eb-bf70-fa163e0a8baf","5a38a90d-ac24-11e9-8460-fa163e0a8baf","国械注准20193171890","牙种植体系统","常州百康特医疗器械有限公司","常州百康特医疗器械有限公司","a2a95a65982211ecb3f890e2ba8d9d30","牙种植体系统-基台","（T系骨水平基台预成型）TSRCN12.5-6.9","预成型","钛合金","C0702021380100110457","C07020213801001104570002039","06947600344711、06947600357070、06947600364672、06947600372271、06947600386629、06947600398989","申报企业自主确认为非招标产品、非中选产品或中选部件的附件（如覆盖螺丝、中央螺丝等）产品之一"]
["c069707e-22ec-11eb-bf70-fa163e0a8baf","5a38a90d-ac24-11e9-8460-fa163e0a8baf","国械注准20193171890","牙种植体系统","常州百康特医疗器械有限公司","常州百康特医疗器械有限公司","a2a95a65982211ecb3f890e2ba8d9d30","牙种植体系统-基台","（T系骨水平基台预成型）TSRCN5.5-6.5","预成型","钛合金","C0702021380100110457","C07020213801001104570002042","06947600344384、06947600356745、06947600364344、06947600371946、06947600386292、06947600398653","申报企业自主确认为非招标产品、非中选产品或中选部件的附件（如覆盖螺丝、中央螺丝等）产品之一"]
["c0697214-22ec-11eb-bf70-fa163e0a8baf","5a38a90d-ac24-11e9-8460-fa163e0a8baf","国械注准20193171890","牙种植体系统","常州百康特医疗器械有限公司","常州百康特医疗器械有限公司","a2a95a65982211ecb3f890e2ba8d9d30","牙种植体系统-基台","（T系骨水平基台预成型）TSNCN5.5-5.9","预成型","钛合金","C0702021380100110457","C07020213801001104570002043","06947600340836、06947600353195、06947600382744、06947600395102","申报企业自主确认为非招标产品、非中选产品或中选部件的附件（如覆盖螺丝、中央螺丝等）产品之一"]
["c06976ef-22ec-11eb-bf70-fa163e0a8baf","5a38a90d-ac24-11e9-8460-fa163e0a8baf","国械注准20193171890","牙种植体系统","常州百康特医疗器械有限公司","常州百康特医疗器械有限公司","a2a95a65982211ecb3f890e2ba8d9d30","牙种植体系统-基台","（T系骨水平基台预成型）TSRCN7.5-4.3","预成型","钛合金","C0702021380100110457","C07020213801001104570002046","06947600343097、06947600355458、06947600363057、06947600370659、06947600385004、06947600397366","申报企业自主确认为非招标产品、非中选产品或中选部件的附件（如覆盖螺丝、中央螺丝等）产品之一"]
["c0697877-22ec-11eb-bf70-fa163e0a8baf","5a38a90d-ac24-11e9-8460-fa163e0a8baf","国械注准20193171890","牙种植体系统","常州百康特医疗器械有限公司","常州百康特医疗器械有限公司","a2a95a65982211ecb3f890e2ba8d9d30","牙种植体系统-基台","（T系骨水平基台预成型）TSRCN10.0-3.9","预成型","钛合金","C0702021380100110457","C07020213801001104570002047","06947600342953、06947600355311、06947600362913、06947600370512、06947600384861、06947600397229","申报企业自主确认为非招标产品、非中选产品或中选部件的附件（如覆盖螺丝、中央螺丝等）产品之一"]
["c0697f1c-22ec-11eb-bf70-fa163e0a8baf","5a38a90d-ac24-11e9-8460-fa163e0a8baf","国械注准20193171890","牙种植体系统","常州百康特医疗器械有限公司","常州百康特医疗器械有限公司","a2a95a65982211ecb3f890e2ba8d9d30","牙种植体系统-基台","（T系骨水平基台预成型）TSRC9.0-4.3","预成型","钛合金","C0702021380100110457","C07020213801001104570002051","06947600336945、06947600349303、06947600359281、06947600366881、06947600376866、06947600391210","申报企业自主确认为非招标产品、非中选产品或中选部件的附件（如覆盖螺丝、中央螺丝等）产品之一"]
["c06980aa-22ec-11eb-bf70-fa163e0a8baf","5a38a90d-ac24-11e9-8460-fa163e0a8baf","国械注准20193171890","牙种植体系统","常州百康特医疗器械有限公司","常州百康特医疗器械有限公司","a2a95a65982211ecb3f890e2ba8d9d30","牙种植体系统-基台","（T系骨水平基台预成型）TSRC4.5-4.5","预成型","钛合金","C0702021380100110457","C07020213801001104570002052","06947600337041、06947600349402、06947600359382、06947600366980、06947600376965、06947600391319","申报企业自主确认为非招标产品、非中选产品或中选部件的附件（如覆盖螺丝、中央螺丝等）产品之一"]
["c06985c7-22ec-11eb-bf70-fa163e0a8baf","5a38a90d-ac24-11e9-8460-fa163e0a8baf","国械注准20193171890","牙种植体系统","常州百康特医疗器械有限公司","常州百康特医疗器械有限公司","a2a95a65982211ecb3f890e2ba8d9d30","牙种植体系统-基台","（T系骨水平基台预成型）TSRC11.5-4.5","预成型","钛合金","C0702021380100110457","C07020213801001104570002055","06947600337188、06947600349549、06947600359524、06947600367123、06947600377108、06947600391456","申报企业自主确认为非招标产品、非中选产品或中选部件的附件（如覆盖螺丝、中央螺丝等）产品之一"]
["c0698787-22ec-11eb-bf70-fa163e0a8baf","5a38a90d-ac24-11e9-8460-fa163e0a8baf","国械注准20193171890","牙种植体系统","常州百康特医疗器械有限公司","常州百康特医疗器械有限公司","a2a95a65982211ecb3f890e2ba8d9d30","牙种植体系统-基台","（T系骨水平基台预成型）TSNC8.0-1.3","预成型","钛合金","C0702021380100110457","C07020213801001104570002056","06947600332749、06947600345107、06947600372660、06947600387015","申报企业自主确认为非招标产品、非中选产品或中选部件的附件（如覆盖螺丝、中央螺丝等）产品之一"]
["c0698e85-22ec-11eb-bf70-fa163e0a8baf","5a38a90d-ac24-11e9-8460-fa163e0a8baf","国械注准20193171890","牙种植体系统","常州百康特医疗器械有限公司","常州百康特医疗器械有限公司","a2a95a65982211ecb3f890e2ba8d9d30","牙种植体系统-基台","（T系骨水平基台预成型）TSNC4.0-5.3","预成型","钛合金","C0702021380100110457","C07020213801001104570002060","06947600334347、06947600346708、06947600374268、06947600388616","申报企业自主确认为非招标产品、非中选产品或中选部件的附件（如覆盖螺丝、中央螺丝等）产品之一"]
["c069902d-22ec-11eb-bf70-fa163e0a8baf","5a38a90d-ac24-11e9-8460-fa163e0a8baf","国械注准20193171890","牙种植体系统","常州百康特医疗器械有限公司","常州百康特医疗器械有限公司","a2a95a65982211ecb3f890e2ba8d9d30","牙种植体系统-基台","（T系骨水平基台预成型）TSRC10.5-5.9","预成型","钛合金","C0702021380100110457","C07020213801001104570002061","06947600337928、06947600350286、06947600360261、06947600367864、06947600377849、06947600392194","申报企业自主确认为非招标产品、非中选产品或中选部件的附件（如覆盖螺丝、中央螺丝等）产品之一"]
["c06996ee-22ec-11eb-bf70-fa163e0a8baf","5a38a90d-ac24-11e9-8460-fa163e0a8baf","国械注准20193171890","牙种植体系统","常州百康特医疗器械有限公司","常州百康特医疗器械有限公司","a2a95a65982211ecb3f890e2ba8d9d30","牙种植体系统-基台","（T系骨水平基台预成型）TSNCN8.5-5.3","预成型","钛合金","C0702021380100110457","C07020213801001104570002064","06947600340614、06947600352976、06947600382522、06947600394884","申报企业自主确认为非招标产品、非中选产品或中选部件的附件（如覆盖螺丝、中央螺丝等）产品之一"]
["c069987e-22ec-11eb-bf70-fa163e0a8baf","5a38a90d-ac24-11e9-8460-fa163e0a8baf","国械注准20193171890","牙种植体系统","常州百康特医疗器械有限公司","常州百康特医疗器械有限公司","a2a95a65982211ecb3f890e2ba8d9d30","牙种植体系统-基台","（T系骨水平基台预成型）TSRCN5.0-3.9","预成型","钛合金","C0702021380100110457","C07020213801001104570002065","06947600342854、06947600355212、06947600362814、06947600370413、06947600384762、06947600397120","申报企业自主确认为非招标产品、非中选产品或中选部件的附件（如覆盖螺丝、中央螺丝等）产品之一"]
["c0699d65-22ec-11eb-bf70-fa163e0a8baf","5a38a90d-ac24-11e9-8460-fa163e0a8baf","国械注准20193171890","牙种植体系统","常州百康特医疗器械有限公司","常州百康特医疗器械有限公司","a2a95a65982211ecb3f890e2ba8d9d30","牙种植体系统-基台","（T系骨水平基台预成型）TSRC9.0-5.5","预成型","钛合金","C0702021380100110457","C07020213801001104570002068","06947600337706、06947600350064、06947600360049、06947600367642、06947600377627、06947600391975","申报企业自主确认为非招标产品、非中选产品或中选部件的附件（如覆盖螺丝、中央螺丝等）产品之一"]
["c069a139-22ec-11eb-bf70-fa163e0a8baf","5a38a90d-ac24-11e9-8460-fa163e0a8baf","国械注准20193171890","牙种植体系统","常州百康特医疗器械有限公司","常州百康特医疗器械有限公司","a2a95a65982211ecb3f890e2ba8d9d30","牙种植体系统-基台","（T系骨水平基台预成型）TSRCN8.0-4.5","预成型","钛合金","C0702021380100110457","C07020213801001104570002070","06947600343295、06947600355656、06947600363255、06947600370857、06947600385202、06947600397564","申报企业自主确认为非招标产品、非中选产品或中选部件的附件（如覆盖螺丝、中央螺丝等）产品之一"]
["c069a63c-22ec-11eb-bf70-fa163e0a8baf","5a38a90d-ac24-11e9-8460-fa163e0a8baf","国械注准20193171890","牙种植体系统","常州百康特医疗器械有限公司","常州百康特医疗器械有限公司","a2a95a65982211ecb3f890e2ba8d9d30","牙种植体系统-基台","（T系骨水平基台预成型）TSRCN6.5-3.3","预成型","钛合金","C0702021380100110457","C07020213801001104570002073","06947600342502、06947600354864、06947600362463、06947600370062、06947600384410、06947600396772","申报企业自主确认为非招标产品、非中选产品或中选部件的附件（如覆盖螺丝、中央螺丝等）产品之一"]
["c069a7cc-22ec-11eb-bf70-fa163e0a8baf","5a38a90d-ac24-11e9-8460-fa163e0a8baf","国械注准20193171890","牙种植体系统","常州百康特医疗器械有限公司","常州百康特医疗器械有限公司","a2a95a65982211ecb3f890e2ba8d9d30","牙种植体系统-基台","（T系骨水平基台预成型）TSNC9.5-4.3","预成型","钛合金","C0702021380100110457","C07020213801001104570002074","06947600334033、06947600346395、06947600373957、06947600388302","申报企业自主确认为非招标产品、非中选产品或中选部件的附件（如覆盖螺丝、中央螺丝等）产品之一"]
["c069ac7f-22ec-11eb-bf70-fa163e0a8baf","5a38a90d-ac24-11e9-8460-fa163e0a8baf","国械注准20193171890","牙种植体系统","常州百康特医疗器械有限公司","常州百康特医疗器械有限公司","a2a95a65982211ecb3f890e2ba8d9d30","牙种植体系统-基台","（T系骨水平基台预成型）TSRCN5.0-2.5","预成型","钛合金","C0702021380100110457","C07020213801001104570002077","06947600342090、06947600354451、06947600362050、06947600369653、06947600384007、06947600396369","申报企业自主确认为非招标产品、非中选产品或中选部件的附件（如覆盖螺丝、中央螺丝等）产品之一"]
["c069ae0d-22ec-11eb-bf70-fa163e0a8baf","5a38a90d-ac24-11e9-8460-fa163e0a8baf","国械注准20193171890","牙种植体系统","常州百康特医疗器械有限公司","常州百康特医疗器械有限公司","a2a95a65982211ecb3f890e2ba8d9d30","牙种植体系统-基台","（T系骨水平基台预成型）TSRC9.0-3.9","预成型","钛合金","C0702021380100110457","C07020213801001104570002078","06947600336754、06947600349112、06947600359092、06947600366690、06947600376675、06947600391029","申报企业自主确认为非招标产品、非中选产品或中选部件的附件（如覆盖螺丝、中央螺丝等）产品之一"]
["c069b1df-22ec-11eb-bf70-fa163e0a8baf","5a38a90d-ac24-11e9-8460-fa163e0a8baf","国械注准20193171890","牙种植体系统","常州百康特医疗器械有限公司","常州百康特医疗器械有限公司","a2a95a65982211ecb3f890e2ba8d9d30","牙种植体系统-基台","（T系骨水平基台预成型）TSNC3.5-3.9","预成型","钛合金","C0702021380100110457","C07020213801001104570002080","06947600333777、06947600346135、06947600373698、06947600388043","申报企业自主确认为非招标产品、非中选产品或中选部件的附件（如覆盖螺丝、中央螺丝等）产品之一"]
["c069b6da-22ec-11eb-bf70-fa163e0a8baf","5a38a90d-ac24-11e9-8460-fa163e0a8baf","国械注准20193171890","牙种植体系统","常州百康特医疗器械有限公司","常州百康特医疗器械有限公司","a2a95a65982211ecb3f890e2ba8d9d30","牙种植体系统-基台","（T系骨水平基台预成型）TSRC12.0-6.9","预成型","钛合金","C0702021380100110457","C07020213801001104570002083","06947600338529、06947600350880、06947600360865、06947600368465、06947600378440、06947600392798","申报企业自主确认为非招标产品、非中选产品或中选部件的附件（如覆盖螺丝、中央螺丝等）产品之一"]
["c069bb97-22ec-11eb-bf70-fa163e0a8baf","5a38a90d-ac24-11e9-8460-fa163e0a8baf","国械注准20193171890","牙种植体系统","常州百康特医疗器械有限公司","常州百康特医疗器械有限公司","a2a95a65982211ecb3f890e2ba8d9d30","牙种植体系统-基台","（T系骨水平基台预成型）TSNCN6.0-5.3","预成型","钛合金","C0702021380100110457","C07020213801001104570002086","06947600340560、06947600352921、06947600382478、06947600394839","申报企业自主确认为非招标产品、非中选产品或中选部件的附件（如覆盖螺丝、中央螺丝等）产品之一"]
["c069bd42-22ec-11eb-bf70-fa163e0a8baf","5a38a90d-ac24-11e9-8460-fa163e0a8baf","国械注准20193171890","牙种植体系统","常州百康特医疗器械有限公司","常州百康特医疗器械有限公司","a2a95a65982211ecb3f890e2ba8d9d30","牙种植体系统-基台","（T系骨水平基台预成型）TSRC7.5-6.3","预成型","钛合金","C0702021380100110457","C07020213801001104570002087","06947600338055、06947600350415、06947600360391、06947600367996、06947600377971、06947600392323","申报企业自主确认为非招标产品、非中选产品或中选部件的附件（如覆盖螺丝、中央螺丝等）产品之一"]
["c069c209-22ec-11eb-bf70-fa163e0a8baf","5a38a90d-ac24-11e9-8460-fa163e0a8baf","国械注准20193171890","牙种植体系统","常州百康特医疗器械有限公司","常州百康特医疗器械有限公司","a2a95a65982211ecb3f890e2ba8d9d30","牙种植体系统-基台","（T系骨水平基台预成型）TSNCN4.0-5.9","预成型","钛合金","C0702021380100110457","C07020213801001104570002090","06947600340805、06947600353164、06947600382713、06947600395072","申报企业自主确认为非招标产品、非中选产品或中选部件的附件（如覆盖螺丝、中央螺丝等）产品之一"]
["c069c5b0-22ec-11eb-bf70-fa163e0a8baf","5a38a90d-ac24-11e9-8460-fa163e0a8baf","国械注准20193171890","牙种植体系统","常州百康特医疗器械有限公司","常州百康特医疗器械有限公司","a2a95a65982211ecb3f890e2ba8d9d30","牙种植体系统-基台","（T系骨水平基台预成型）TSRC8.0-4.5","预成型","钛合金","C0702021380100110457","C07020213801001104570002092","06947600337119、06947600349471、06947600359456、06947600367055、06947600377030、06947600391388","申报企业自主确认为非招标产品、非中选产品或中选部件的附件（如覆盖螺丝、中央螺丝等）产品之一"]
["c069caa7-22ec-11eb-bf70-fa163e0a8baf","5a38a90d-ac24-11e9-8460-fa163e0a8baf","国械注准20193171890","牙种植体系统","常州百康特医疗器械有限公司","常州百康特医疗器械有限公司","a2a95a65982211ecb3f890e2ba8d9d30","牙种植体系统-基台","（T系骨水平基台预成型）TSNCN7.5-2.9","预成型","钛合金","C0702021380100110457","C07020213801001104570002095","06947600339618、06947600351979、06947600379539、06947600393887","申报企业自主确认为非招标产品、非中选产品或中选部件的附件（如覆盖螺丝、中央螺丝等）产品之一"]
["c069cc8d-22ec-11eb-bf70-fa163e0a8baf","5a38a90d-ac24-11e9-8460-fa163e0a8baf","国械注准20193171890","牙种植体系统","常州百康特医疗器械有限公司","常州百康特医疗器械有限公司","a2a95a65982211ecb3f890e2ba8d9d30","牙种植体系统-基台","（T系骨水平基台预成型）TSNCN8.5-4.9","预成型","钛合金","C0702021380100110457","C07020213801001104570002096","06947600340478、06947600352839、06947600382386、06947600394747","申报企业自主确认为非招标产品、非中选产品或中选部件的附件（如覆盖螺丝、中央螺丝等）产品之一"]
["c069d142-22ec-11eb-bf70-fa163e0a8baf","5a38a90d-ac24-11e9-8460-fa163e0a8baf","国械注准20193171890","牙种植体系统","常州百康特医疗器械有限公司","常州百康特医疗器械有限公司","a2a95a65982211ecb3f890e2ba8d9d30","牙种植体系统-基台","（T系骨水平基台预成型）TSRC5.0-6.3","预成型","钛合金","C0702021380100110457","C07020213801001104570002099","06947600338000、06947600350361、06947600360346、06947600367949、06947600377924、06947600392279","申报企业自主确认为非招标产品、非中选产品或中选部件的附件（如覆盖螺丝、中央螺丝等）产品之一"]
["c069d2e5-22ec-11eb-bf70-fa163e0a8baf","5a38a90d-ac24-11e9-8460-fa163e0a8baf","国械注准20193171890","牙种植体系统","常州百康特医疗器械有限公司","常州百康特医疗器械有限公司","a2a95a65982211ecb3f890e2ba8d9d30","牙种植体系统-基台","（T系骨水平基台预成型）TSRCN8.5-3.9","预成型","钛合金","C0702021380100110457","C07020213801001104570002100","06947600342922、06947600355281、06947600362883、06947600370482、06947600384830、06947600397191","申报企业自主确认为非招标产品、非中选产品或中选部件的附件（如覆盖螺丝、中央螺丝等）产品之一"]
["c069d60f-22ec-11eb-bf70-fa163e0a8baf","5a38a90d-ac24-11e9-8460-fa163e0a8baf","国械注准20193171890","牙种植体系统","常州百康特医疗器械有限公司","常州百康特医疗器械有限公司","a2a95a65982211ecb3f890e2ba8d9d30","牙种植体系统-基台","（T系骨水平基台预成型）TSNCN4.5-1.3","预成型","钛合金","C0702021380100110457","C07020213801001104570002102","06947600338857、06947600351214、06947600378772、06947600393122","申报企业自主确认为非招标产品、非中选产品或中选部件的附件（如覆盖螺丝、中央螺丝等）产品之一"]
["c069dd5e-22ec-11eb-bf70-fa163e0a8baf","5a38a90d-ac24-11e9-8460-fa163e0a8baf","国械注准20193171890","牙种植体系统","常州百康特医疗器械有限公司","常州百康特医疗器械有限公司","a2a95a65982211ecb3f890e2ba8d9d30","牙种植体系统-基台","（T系骨水平基台预成型）TSNCN8.0-5.5","预成型","钛合金","C0702021380100110457","C07020213801001104570002105","06947600340744、06947600353102、06947600382652、06947600395010","申报企业自主确认为非招标产品、非中选产品或中选部件的附件（如覆盖螺丝、中央螺丝等）产品之一"]
["c069e2d4-22ec-11eb-bf70-fa163e0a8baf","5a38a90d-ac24-11e9-8460-fa163e0a8baf","国械注准20193171890","牙种植体系统","常州百康特医疗器械有限公司","常州百康特医疗器械有限公司","a2a95a65982211ecb3f890e2ba8d9d30","牙种植体系统-基台","（T系骨水平基台预成型）TSRC5.5-0.9","预成型","钛合金","C0702021380100110457","C07020213801001104570002108","06947600334972、06947600347330、06947600357315、06947600364917、06947600374893、06947600389248","申报企业自主确认为非招标产品、非中选产品或中选部件的附件（如覆盖螺丝、中央螺丝等）产品之一"]
["c069e466-22ec-11eb-bf70-fa163e0a8baf","5a38a90d-ac24-11e9-8460-fa163e0a8baf","国械注准20193171890","牙种植体系统","常州百康特医疗器械有限公司","常州百康特医疗器械有限公司","a2a95a65982211ecb3f890e2ba8d9d30","牙种植体系统-基台","（T系骨水平基台预成型）TSRC11.0-0.9","预成型","钛合金","C0702021380100110457","C07020213801001104570002109","06947600335085、06947600347446、06947600357421、06947600365020、06947600375005、06947600389354","申报企业自主确认为非招标产品、非中选产品或中选部件的附件（如覆盖螺丝、中央螺丝等）产品之一"]
["c069eaa4-22ec-11eb-bf70-fa163e0a8baf","5a38a90d-ac24-11e9-8460-fa163e0a8baf","国械注准20193171890","牙种植体系统","常州百康特医疗器械有限公司","常州百康特医疗器械有限公司","a2a95a65982211ecb3f890e2ba8d9d30","牙种植体系统-基台","（T系骨水平基台预成型）TSNC9.0-0.9","预成型","钛合金","C0702021380100110457","C07020213801001104570002112","06947600332626、06947600344988、06947600372547、06947600386894","申报企业自主确认为非招标产品、非中选产品或中选部件的附件（如覆盖螺丝、中央螺丝等）产品之一"]
["c069eccd-22ec-11eb-bf70-fa163e0a8baf","5a38a90d-ac24-11e9-8460-fa163e0a8baf","国械注准20193171890","牙种植体系统","常州百康特医疗器械有限公司","常州百康特医疗器械有限公司","a2a95a65982211ecb3f890e2ba8d9d30","牙种植体系统-基台","（T系骨水平基台预成型）TSRCN8.0-1.5","预成型","钛合金","C0702021380100110457","C07020213801001104570002113","06947600341581、06947600353942、06947600361541、06947600369141、06947600383499、06947600395850","申报企业自主确认为非招标产品、非中选产品或中选部件的附件（如覆盖螺丝、中央螺丝等）产品之一"]
["c069efee-22ec-11eb-bf70-fa163e0a8baf","5a38a90d-ac24-11e9-8460-fa163e0a8baf","国械注准20193171890","牙种植体系统","常州百康特医疗器械有限公司","常州百康特医疗器械有限公司","a2a95a65982211ecb3f890e2ba8d9d30","牙种植体系统-基台","（T系骨水平基台预成型）TSRCN13.0-1.9","预成型","钛合金","C0702021380100110457","C07020213801001104570002115","06947600341871、06947600354239、06947600361831、06947600369431、06947600383789、06947600396147","申报企业自主确认为非招标产品、非中选产品或中选部件的附件（如覆盖螺丝、中央螺丝等）产品之一"]
["c069f670-22ec-11eb-bf70-fa163e0a8baf","5a38a90d-ac24-11e9-8460-fa163e0a8baf","国械注准20193171890","牙种植体系统","常州百康特医疗器械有限公司","常州百康特医疗器械有限公司","a2a95a65982211ecb3f890e2ba8d9d30","牙种植体系统-基台","（T系骨水平基台预成型）TSNC4.5-0.5","预成型","钛合金","C0702021380100110457","C07020213801001104570002118","06947600332398、06947600344759、06947600372318、06947600386667","申报企业自主确认为非招标产品、非中选产品或中选部件的附件（如覆盖螺丝、中央螺丝等）产品之一"]
["c069fb3d-22ec-11eb-bf70-fa163e0a8baf","5a38a90d-ac24-11e9-8460-fa163e0a8baf","国械注准20193171890","牙种植体系统","常州百康特医疗器械有限公司","常州百康特医疗器械有限公司","a2a95a65982211ecb3f890e2ba8d9d30","牙种植体系统-基台","（T系骨水平基台预成型）TSNC5.0-2.9","预成型","钛合金","C0702021380100110457","C07020213801001104570002121","06947600333388、06947600345749、06947600373308、06947600387657","申报企业自主确认为非招标产品、非中选产品或中选部件的附件（如覆盖螺丝、中央螺丝等）产品之一"]
["c069fccc-22ec-11eb-bf70-fa163e0a8baf","5a38a90d-ac24-11e9-8460-fa163e0a8baf","国械注准20193171890","牙种植体系统","常州百康特医疗器械有限公司","常州百康特医疗器械有限公司","a2a95a65982211ecb3f890e2ba8d9d30","牙种植体系统-基台","（T系骨水平基台预成型）TSRCN4.0-4.3","预成型","钛合金","C0702021380100110457","C07020213801001104570002122","06947600343028、06947600355380、06947600362982、06947600370581、06947600384939、06947600397292","申报企业自主确认为非招标产品、非中选产品或中选部件的附件（如覆盖螺丝、中央螺丝等）产品之一"]
["c06a016e-22ec-11eb-bf70-fa163e0a8baf","5a38a90d-ac24-11e9-8460-fa163e0a8baf","国械注准20193171890","牙种植体系统","常州百康特医疗器械有限公司","常州百康特医疗器械有限公司","a2a95a65982211ecb3f890e2ba8d9d30","牙种植体系统-基台","（T系骨水平基台预成型）TSRCN7.0-4.9","预成型","钛合金","C0702021380100110457","C07020213801001104570002125","06947600343462、06947600355823、06947600363422、06947600371021、06947600385370、06947600397731","申报企业自主确认为非招标产品、非中选产品或中选部件的附件（如覆盖螺丝、中央螺丝等）产品之一"]
["c06a070a-22ec-11eb-bf70-fa163e0a8baf","5a38a90d-ac24-11e9-8460-fa163e0a8baf","国械注准20193171890","牙种植体系统","常州百康特医疗器械有限公司","常州百康特医疗器械有限公司","a2a95a65982211ecb3f890e2ba8d9d30","牙种植体系统-基台","（T系骨水平基台预成型）TSRC11.0-3.3","预成型","钛合金","C0702021380100110457","C07020213801001104570002128","06947600336419、06947600348771、06947600358756、06947600366355、06947600376330、06947600390688","申报企业自主确认为非招标产品、非中选产品或中选部件的附件（如覆盖螺丝、中央螺丝等）产品之一"]
["c06a0a4d-22ec-11eb-bf70-fa163e0a8baf","5a38a90d-ac24-11e9-8460-fa163e0a8baf","国械注准20193171890","牙种植体系统","常州百康特医疗器械有限公司","常州百康特医疗器械有限公司","a2a95a65982211ecb3f890e2ba8d9d30","牙种植体系统-基台","（T系骨水平基台预成型）TSRC7.5-0.5","预成型","钛合金","C0702021380100110457","C07020213801001104570002130","06947600334828、06947600347187、06947600357162、06947600364764、06947600374749、06947600389095","申报企业自主确认为非招标产品、非中选产品或中选部件的附件（如覆盖螺丝、中央螺丝等）产品之一"]
["c06a0bcf-22ec-11eb-bf70-fa163e0a8baf","5a38a90d-ac24-11e9-8460-fa163e0a8baf","国械注准20193171890","牙种植体系统","常州百康特医疗器械有限公司","常州百康特医疗器械有限公司","a2a95a65982211ecb3f890e2ba8d9d30","牙种植体系统-基台","（T系骨水平基台预成型）TSRCN13.0-4.9","预成型","钛合金","C0702021380100110457","C07020213801001104570002131","06947600343585、06947600355946、06947600363545、06947600371144、06947600385493、06947600397854","申报企业自主确认为非招标产品、非中选产品或中选部件的附件（如覆盖螺丝、中央螺丝等）产品之一"]
["c06a1087-22ec-11eb-bf70-fa163e0a8baf","5a38a90d-ac24-11e9-8460-fa163e0a8baf","国械注准20193171890","牙种植体系统","常州百康特医疗器械有限公司","常州百康特医疗器械有限公司","a2a95a65982211ecb3f890e2ba8d9d30","牙种植体系统-基台","（T系骨水平基台预成型）TSNC4.0-2.5","预成型","钛合金","C0702021380100110457","C07020213801001104570002134","06947600333227、06947600345589、06947600373148、06947600387493","申报企业自主确认为非招标产品、非中选产品或中选部件的附件（如覆盖螺丝、中央螺丝等）产品之一"]
["c06a120f-22ec-11eb-bf70-fa163e0a8baf","5a38a90d-ac24-11e9-8460-fa163e0a8baf","国械注准20193171890","牙种植体系统","常州百康特医疗器械有限公司","常州百康特医疗器械有限公司","a2a95a65982211ecb3f890e2ba8d9d30","牙种植体系统-基台","（T系骨水平基台预成型）TSRCN5.5-4.3","预成型","钛合金","C0702021380100110457","C07020213801001104570002135","06947600343059、06947600355410、06947600363019、06947600370611、06947600384960、06947600397328","申报企业自主确认为非招标产品、非中选产品或中选部件的附件（如覆盖螺丝、中央螺丝等）产品之一"]
["c06a155f-22ec-11eb-bf70-fa163e0a8baf","5a38a90d-ac24-11e9-8460-fa163e0a8baf","国械注准20193171890","牙种植体系统","常州百康特医疗器械有限公司","常州百康特医疗器械有限公司","a2a95a65982211ecb3f890e2ba8d9d30","牙种植体系统-基台","（T系骨水平基台预成型）TSNC7.5-5.5","预成型","钛合金","C0702021380100110457","C07020213801001104570002137","06947600334552、06947600346913、06947600374473、06947600388821","申报企业自主确认为非招标产品、非中选产品或中选部件的附件（如覆盖螺丝、中央螺丝等）产品之一"]
["c06a19fb-22ec-11eb-bf70-fa163e0a8baf","5a38a90d-ac24-11e9-8460-fa163e0a8baf","国械注准20193171890","牙种植体系统","常州百康特医疗器械有限公司","常州百康特医疗器械有限公司","a2a95a65982211ecb3f890e2ba8d9d30","牙种植体系统-基台","（T系骨水平基台预成型）TSRC8.0-3.5","预成型","钛合金","C0702021380100110457","C07020213801001104570002140","06947600336549、06947600348900、06947600358884、06947600366485、06947600376460、06947600390817","申报企业自主确认为非招标产品、非中选产品或中选部件的附件（如覆盖螺丝、中央螺丝等）产品之一"]
["c06a1eb7-22ec-11eb-bf70-fa163e0a8baf","5a38a90d-ac24-11e9-8460-fa163e0a8baf","国械注准20193171890","牙种植体系统","常州百康特医疗器械有限公司","常州百康特医疗器械有限公司","a2a95a65982211ecb3f890e2ba8d9d30","牙种植体系统-基台","（T系骨水平基台预成型）TSRCN6.0-4.3","预成型","钛合金","C0702021380100110457","C07020213801001104570002143","06947600343066、06947600355427、06947600363026、06947600370628、06947600384977、06947600397335","申报企业自主确认为非招标产品、非中选产品或中选部件的附件（如覆盖螺丝、中央螺丝等）产品之一"]
["c06a206c-22ec-11eb-bf70-fa163e0a8baf","5a38a90d-ac24-11e9-8460-fa163e0a8baf","国械注准20193171890","牙种植体系统","常州百康特医疗器械有限公司","常州百康特医疗器械有限公司","a2a95a65982211ecb3f890e2ba8d9d30","牙种植体系统-基台","（T系骨水平基台预成型）TSNCN5.0-1.5","预成型","钛合金","C0702021380100110457","C07020213801001104570002144","06947600339007、06947600351368、06947600378921、06947600393276","申报企业自主确认为非招标产品、非中选产品或中选部件的附件（如覆盖螺丝、中央螺丝等）产品之一"]
["c06a2523-22ec-11eb-bf70-fa163e0a8baf","5a38a90d-ac24-11e9-8460-fa163e0a8baf","国械注准20193171890","牙种植体系统","常州百康特医疗器械有限公司","常州百康特医疗器械有限公司","a2a95a65982211ecb3f890e2ba8d9d30","牙种植体系统-基台","（T系骨水平基台预成型）TSNCN5.0-2.3","预成型","钛合金","C0702021380100110457","C07020213801001104570002147","06947600339281、06947600351641、06947600379201、06947600393559","申报企业自主确认为非招标产品、非中选产品或中选部件的附件（如覆盖螺丝、中央螺丝等）产品之一"]
["c06a2a17-22ec-11eb-bf70-fa163e0a8baf","5a38a90d-ac24-11e9-8460-fa163e0a8baf","国械注准20193171890","牙种植体系统","常州百康特医疗器械有限公司","常州百康特医疗器械有限公司","a2a95a65982211ecb3f890e2ba8d9d30","牙种植体系统-基台","（T系骨水平基台预成型）TSNC8.0-5.9","预成型","钛合金","C0702021380100110457","C07020213801001104570002150","06947600334705、06947600347064、06947600374626、06947600388975","申报企业自主确认为非招标产品、非中选产品或中选部件的附件（如覆盖螺丝、中央螺丝等）产品之一"]
["c06a2d40-22ec-11eb-bf70-fa163e0a8baf","5a38a90d-ac24-11e9-8460-fa163e0a8baf","国械注准20193171890","牙种植体系统","常州百康特医疗器械有限公司","常州百康特医疗器械有限公司","a2a95a65982211ecb3f890e2ba8d9d30","牙种植体系统-基台","（T系骨水平基台预成型）TSRCN4.5-2.5","预成型","钛合金","C0702021380100110457","C07020213801001104570002152","06947600342083、06947600354444、06947600362043、06947600369646、06947600383994、06947600396352","申报企业自主确认为非招标产品、非中选产品或中选部件的附件（如覆盖螺丝、中央螺丝等）产品之一"]
["c06a2ed4-22ec-11eb-bf70-fa163e0a8baf","5a38a90d-ac24-11e9-8460-fa163e0a8baf","国械注准20193171890","牙种植体系统","常州百康特医疗器械有限公司","常州百康特医疗器械有限公司","a2a95a65982211ecb3f890e2ba8d9d30","牙种植体系统-基台","（T系骨水平基台预成型）TSRCN4.5-6.9","预成型","钛合金","C0702021380100110457","C07020213801001104570002153","06947600344551、06947600356912、06947600364511、06947600372110、06947600386469、06947600398820","申报企业自主确认为非招标产品、非中选产品或中选部件的附件（如覆盖螺丝、中央螺丝等）产品之一"]
["c06a353c-22ec-11eb-bf70-fa163e0a8baf","5a38a90d-ac24-11e9-8460-fa163e0a8baf","国械注准20193171890","牙种植体系统","常州百康特医疗器械有限公司","常州百康特医疗器械有限公司","a2a95a65982211ecb3f890e2ba8d9d30","牙种植体系统-基台","（T系骨水平基台预成型）TSRC6.0-1.3","预成型","钛合金","C0702021380100110457","C07020213801001104570002156","06947600335177、06947600347538、06947600357513、06947600365112、06947600375098、06947600389446","申报企业自主确认为非招标产品、非中选产品或中选部件的附件（如覆盖螺丝、中央螺丝等）产品之一"]
["c06a36df-22ec-11eb-bf70-fa163e0a8baf","5a38a90d-ac24-11e9-8460-fa163e0a8baf","国械注准20193171890","牙种植体系统","常州百康特医疗器械有限公司","常州百康特医疗器械有限公司","a2a95a65982211ecb3f890e2ba8d9d30","牙种植体系统-基台","（T系骨水平基台预成型）TSRC13.0-0.5","预成型","钛合金","C0702021380100110457","C07020213801001104570002157","06947600334934、06947600347293、06947600357278、06947600364870、06947600374855 、6947600389200","申报企业自主确认为非招标产品、非中选产品或中选部件的附件（如覆盖螺丝、中央螺丝等）产品之一"]
["c06a3baf-22ec-11eb-bf70-fa163e0a8baf","5a38a90d-ac24-11e9-8460-fa163e0a8baf","国械注准20193171890","牙种植体系统","常州百康特医疗器械有限公司","常州百康特医疗器械有限公司","a2a95a65982211ecb3f890e2ba8d9d30","牙种植体系统-基台","（T系骨水平基台预成型）TSRC8.5-2.5","预成型","钛合金","C0702021380100110457","C07020213801001104570002160","06947600335986、06947600348344、06947600358329、06947600365921、06947600375906、06947600390251","申报企业自主确认为非招标产品、非中选产品或中选部件的附件（如覆盖螺丝、中央螺丝等）产品之一"]
["c06a3ec7-22ec-11eb-bf70-fa163e0a8baf","5a38a90d-ac24-11e9-8460-fa163e0a8baf","国械注准20193171890","牙种植体系统","常州百康特医疗器械有限公司","常州百康特医疗器械有限公司","a2a95a65982211ecb3f890e2ba8d9d30","牙种植体系统-基台","（T系骨水平基台预成型）TSRC12.0-4.5","预成型","钛合金","C0702021380100110457","C07020213801001104570002162","06947600337195、06947600349556、06947600359531、06947600367130、06947600377115、06947600391463","申报企业自主确认为非招标产品、非中选产品或中选部件的附件（如覆盖螺丝、中央螺丝等）产品之一"]
["c0707087-22ec-11eb-bf70-fa163e0a8baf","5a38a90d-ac24-11e9-8460-fa163e0a8baf","国械注准20193171890","牙种植体系统","常州百康特医疗器械有限公司","常州百康特医疗器械有限公司","a2a95a65982211ecb3f890e2ba8d9d30","牙种植体系统-基台","（T系骨水平基台预成型）TSRCN4.0-1.9","预成型","钛合金","C0702021380100110457","C07020213801001104570002165","06947600341697、06947600354055、06947600361657、06947600369257、06947600383604、06947600395966","申报企业自主确认为非招标产品、非中选产品或中选部件的附件（如覆盖螺丝、中央螺丝等）产品之一"]
["c07087c1-22ec-11eb-bf70-fa163e0a8baf","5a38a90d-ac24-11e9-8460-fa163e0a8baf","国械注准20193171890","牙种植体系统","常州百康特医疗器械有限公司","常州百康特医疗器械有限公司","a2a95a65982211ecb3f890e2ba8d9d30","牙种植体系统-基台","（T系骨水平基台预成型）TSNCN8.0-0.9","预成型","钛合金","C0702021380100110457","C07020213801001104570002166","06947600338781、06947600351146、06947600378709、06947600393054","申报企业自主确认为非招标产品、非中选产品或中选部件的附件（如覆盖螺丝、中央螺丝等）产品之一"]
["c0708cd8-22ec-11eb-bf70-fa163e0a8baf","5a38a90d-ac24-11e9-8460-fa163e0a8baf","国械注准20193171890","牙种植体系统","常州百康特医疗器械有限公司","常州百康特医疗器械有限公司","a2a95a65982211ecb3f890e2ba8d9d30","牙种植体系统-基台","（T系骨水平基台预成型）TSRCN10.0-2.3","预成型","钛合金","C0702021380100110457","C07020213801001104570002169","06947600342007、06947600354369、06947600361961、06947600369561、06947600383918、06947600396277","申报企业自主确认为非招标产品、非中选产品或中选部件的附件（如覆盖螺丝、中央螺丝等）产品之一"]
["c070a9fd-22ec-11eb-bf70-fa163e0a8baf","5a38a90d-ac24-11e9-8460-fa163e0a8baf","国械注准20193171890","牙种植体系统","常州百康特医疗器械有限公司","常州百康特医疗器械有限公司","a2a95a65982211ecb3f890e2ba8d9d30","牙种植体系统-基台","（T系骨水平基台预成型）TSNCN7.0-2.3","预成型","钛合金","C0702021380100110457","C07020213801001104570002170","06947600339328、06947600351689、06947600379249、06947600393597","申报企业自主确认为非招标产品、非中选产品或中选部件的附件（如覆盖螺丝、中央螺丝等）产品之一"]
["c070b21e-22ec-11eb-bf70-fa163e0a8baf","5a38a90d-ac24-11e9-8460-fa163e0a8baf","国械注准20193171890","牙种植体系统","常州百康特医疗器械有限公司","常州百康特医疗器械有限公司","a2a95a65982211ecb3f890e2ba8d9d30","牙种植体系统-基台","（T系骨水平基台预成型）TSRC7.5-3.5","预成型","钛合金","C0702021380100110457","C07020213801001104570002174","06947600336532、06947600348896、06947600358871、06947600366478、06947600376453、06947600390800","申报企业自主确认为非招标产品、非中选产品或中选部件的附件（如覆盖螺丝、中央螺丝等）产品之一"]
["c070b3b8-22ec-11eb-bf70-fa163e0a8baf","5a38a90d-ac24-11e9-8460-fa163e0a8baf","国械注准20193171890","牙种植体系统","常州百康特医疗器械有限公司","常州百康特医疗器械有限公司","a2a95a65982211ecb3f890e2ba8d9d30","牙种植体系统-基台","（T系骨水平基台预成型）TSRC6.0-6.9","预成型","钛合金","C0702021380100110457","C07020213801001104570002175","06947600338406、06947600350767、06947600360742、06947600368342、06947600378327、06947600392675","申报企业自主确认为非招标产品、非中选产品或中选部件的附件（如覆盖螺丝、中央螺丝等）产品之一"]
["c070d2f6-22ec-11eb-bf70-fa163e0a8baf","5a38a90d-ac24-11e9-8460-fa163e0a8baf","国械注准20193171890","牙种植体系统","常州百康特医疗器械有限公司","常州百康特医疗器械有限公司","a2a95a65982211ecb3f890e2ba8d9d30","牙种植体系统-基台","（T系骨水平基台预成型）TSRCN11.5-4.3","预成型","钛合金","C0702021380100110457","C07020213801001104570002178","06947600343172、06947600355533、06947600363132、06947600370734、06947600385080、06947600397441","申报企业自主确认为非招标产品、非中选产品或中选部件的附件（如覆盖螺丝、中央螺丝等）产品之一"]
["c070d4b1-22ec-11eb-bf70-fa163e0a8baf","5a38a90d-ac24-11e9-8460-fa163e0a8baf","国械注准20193171890","牙种植体系统","常州百康特医疗器械有限公司","常州百康特医疗器械有限公司","a2a95a65982211ecb3f890e2ba8d9d30","牙种植体系统-基台","（T系骨水平基台预成型）TSNCN7.5-1.5","预成型","钛合金","C0702021380100110457","C07020213801001104570002179","06947600339052、06947600351412、06947600378974、06947600393320","申报企业自主确认为非招标产品、非中选产品或中选部件的附件（如覆盖螺丝、中央螺丝等）产品之一"]
["c070daeb-22ec-11eb-bf70-fa163e0a8baf","5a38a90d-ac24-11e9-8460-fa163e0a8baf","国械注准20193171890","牙种植体系统","常州百康特医疗器械有限公司","常州百康特医疗器械有限公司","a2a95a65982211ecb3f890e2ba8d9d30","牙种植体系统-基台","（T系骨水平基台预成型）TSNCN4.0-4.5","预成型","钛合金","C0702021380100110457","C07020213801001104570002183","06947600340249、06947600352600、06947600382157、06947600394518","申报企业自主确认为非招标产品、非中选产品或中选部件的附件（如覆盖螺丝、中央螺丝等）产品之一"]
["c070dc78-22ec-11eb-bf70-fa163e0a8baf","5a38a90d-ac24-11e9-8460-fa163e0a8baf","国械注准20193171890","牙种植体系统","常州百康特医疗器械有限公司","常州百康特医疗器械有限公司","a2a95a65982211ecb3f890e2ba8d9d30","牙种植体系统-基台","（T系骨水平基台预成型）TSNC4.5-2.5","预成型","钛合金","C0702021380100110457","C07020213801001104570002184","06947600333234、06947600345596、06947600373155、06947600387503","申报企业自主确认为非招标产品、非中选产品或中选部件的附件（如覆盖螺丝、中央螺丝等）产品之一"]
["c070e1a8-22ec-11eb-bf70-fa163e0a8baf","5a38a90d-ac24-11e9-8460-fa163e0a8baf","国械注准20193171890","牙种植体系统","常州百康特医疗器械有限公司","常州百康特医疗器械有限公司","a2a95a65982211ecb3f890e2ba8d9d30","牙种植体系统-基台","（T系骨水平基台预成型）TSNC9.0-4.5","预成型","钛合金","C0702021380100110457","C07020213801001104570002187","06947600334163、06947600346524、06947600374084、06947600388432","申报企业自主确认为非招标产品、非中选产品或中选部件的附件（如覆盖螺丝、中央螺丝等）产品之一"]
["c070e340-22ec-11eb-bf70-fa163e0a8baf","5a38a90d-ac24-11e9-8460-fa163e0a8baf","国械注准20193171890","牙种植体系统","常州百康特医疗器械有限公司","常州百康特医疗器械有限公司","a2a95a65982211ecb3f890e2ba8d9d30","牙种植体系统-基台","（T系骨水平基台预成型）TSRCN7.5-6.9","预成型","钛合金","C0702021380100110457","C07020213801001104570002188","06947600344612、06947600356974、06947600364573、06947600372172、06947600386520、06947600398888","申报企业自主确认为非招标产品、非中选产品或中选部件的附件（如覆盖螺丝、中央螺丝等）产品之一"]
["c070e7ef-22ec-11eb-bf70-fa163e0a8baf","5a38a90d-ac24-11e9-8460-fa163e0a8baf","国械注准20193171890","牙种植体系统","常州百康特医疗器械有限公司","常州百康特医疗器械有限公司","a2a95a65982211ecb3f890e2ba8d9d30","牙种植体系统-基台","（T系骨水平基台预成型）TSRCN11.5-4.9","预成型","钛合金","C0702021380100110457","C07020213801001104570002191","06947600343554、06947600355915、06947600363514、06947600371113、06947600385462、06947600397823","申报企业自主确认为非招标产品、非中选产品或中选部件的附件（如覆盖螺丝、中央螺丝等）产品之一"]
["c070ea03-22ec-11eb-bf70-fa163e0a8baf","5a38a90d-ac24-11e9-8460-fa163e0a8baf","国械注准20193171890","牙种植体系统","常州百康特医疗器械有限公司","常州百康特医疗器械有限公司","a2a95a65982211ecb3f890e2ba8d9d30","牙种植体系统-基台","（T系骨水平基台预成型）TSNC9.0-4.9","预成型","钛合金","C0702021380100110457","C07020213801001104570002192","06947600334309、06947600346661、06947600374220、06947600388571","申报企业自主确认为非招标产品、非中选产品或中选部件的附件（如覆盖螺丝、中央螺丝等）产品之一"]
["c070eec8-22ec-11eb-bf70-fa163e0a8baf","5a38a90d-ac24-11e9-8460-fa163e0a8baf","国械注准20193171890","牙种植体系统","常州百康特医疗器械有限公司","常州百康特医疗器械有限公司","a2a95a65982211ecb3f890e2ba8d9d30","牙种植体系统-基台","（T系骨水平基台预成型）TSNCN6.5-1.5","预成型","钛合金","C0702021380100110457","C07020213801001104570002195","06947600339038、06947600351399、06947600378952、06947600393306","申报企业自主确认为非招标产品、非中选产品或中选部件的附件（如覆盖螺丝、中央螺丝等）产品之一"]
["c070f1e6-22ec-11eb-bf70-fa163e0a8baf","5a38a90d-ac24-11e9-8460-fa163e0a8baf","国械注准20193171890","牙种植体系统","常州百康特医疗器械有限公司","常州百康特医疗器械有限公司","a2a95a65982211ecb3f890e2ba8d9d30","牙种植体系统-基台","（T系骨水平基台预成型）TSRCN7.0-6.5","预成型","钛合金","C0702021380100110457","C07020213801001104570002197","06947600344414、06947600356776、06947600364375、06947600371977、06947600386322、06947600398686","申报企业自主确认为非招标产品、非中选产品或中选部件的附件（如覆盖螺丝、中央螺丝等）产品之一"]
["c070f6d8-22ec-11eb-bf70-fa163e0a8baf","5a38a90d-ac24-11e9-8460-fa163e0a8baf","国械注准20193171890","牙种植体系统","常州百康特医疗器械有限公司","常州百康特医疗器械有限公司","a2a95a65982211ecb3f890e2ba8d9d30","牙种植体系统-基台","（T系骨水平基台预成型）TSRC8.5-5.5","预成型","钛合金","C0702021380100110457","C07020213801001104570002200","06947600337690、06947600350057、06947600360032、06947600367635、06947600377610、06947600391968","申报企业自主确认为非招标产品、非中选产品或中选部件的附件（如覆盖螺丝、中央螺丝等）产品之一"]
["c070f867-22ec-11eb-bf70-fa163e0a8baf","5a38a90d-ac24-11e9-8460-fa163e0a8baf","国械注准20193171890","牙种植体系统","常州百康特医疗器械有限公司","常州百康特医疗器械有限公司","a2a95a65982211ecb3f890e2ba8d9d30","牙种植体系统-基台","（T系骨水平基台预成型）TSNCN10.0-3.5","预成型","钛合金","C0702021380100110457","C07020213801001104570002201","06947600339946、06947600352303、06947600379863、06947600394211","申报企业自主确认为非招标产品、非中选产品或中选部件的附件（如覆盖螺丝、中央螺丝等）产品之一"]
["c0716144-22ec-11eb-bf70-fa163e0a8baf","5a38a90d-ac24-11e9-8460-fa163e0a8baf","国械注准20193171890","牙种植体系统","常州百康特医疗器械有限公司","常州百康特医疗器械有限公司","a2a95a65982211ecb3f890e2ba8d9d30","牙种植体系统-基台","（T系骨水平基台预成型）TSNC8.0-2.5","预成型","钛合金","C0702021380100110457","C07020213801001104570002204","06947600333302、06947600345664、06947600373223、06947600387572","申报企业自主确认为非招标产品、非中选产品或中选部件的附件（如覆盖螺丝、中央螺丝等）产品之一"]
["c07162e1-22ec-11eb-bf70-fa163e0a8baf","5a38a90d-ac24-11e9-8460-fa163e0a8baf","国械注准20193171890","牙种植体系统","常州百康特医疗器械有限公司","常州百康特医疗器械有限公司","a2a95a65982211ecb3f890e2ba8d9d30","牙种植体系统-基台","（T系骨水平基台预成型）TSNC5.0-4.3","预成型","钛合金","C0702021380100110457","C07020213801001104570002205","06947600333944、06947600346302、06947600373865、06947600388210","申报企业自主确认为非招标产品、非中选产品或中选部件的附件（如覆盖螺丝、中央螺丝等）产品之一"]
["c0718335-22ec-11eb-bf70-fa163e0a8baf","5a38a90d-ac24-11e9-8460-fa163e0a8baf","国械注准20193171890","牙种植体系统","常州百康特医疗器械有限公司","常州百康特医疗器械有限公司","a2a95a65982211ecb3f890e2ba8d9d30","牙种植体系统-基台","（T系骨水平基台预成型）TSNC7.5-1.5","预成型","钛合金","C0702021380100110457","C07020213801001104570002209","06947600332879、06947600345237、06947600372790、06947600387145","申报企业自主确认为非招标产品、非中选产品或中选部件的附件（如覆盖螺丝、中央螺丝等）产品之一"]
["c07184c3-22ec-11eb-bf70-fa163e0a8baf","5a38a90d-ac24-11e9-8460-fa163e0a8baf","国械注准20193171890","牙种植体系统","常州百康特医疗器械有限公司","常州百康特医疗器械有限公司","a2a95a65982211ecb3f890e2ba8d9d30","牙种植体系统-基台","（T系骨水平基台预成型）TSRC4.5-0.9","预成型","钛合金","C0702021380100110457","C07020213801001104570002210","06947600334958、06947600347316、06947600357292、06947600364894、06947600374879、06947600389224","申报企业自主确认为非招标产品、非中选产品或中选部件的附件（如覆盖螺丝、中央螺丝等）产品之一"]
["c071b4f8-22ec-11eb-bf70-fa163e0a8baf","5a38a90d-ac24-11e9-8460-fa163e0a8baf","国械注准20193171890","牙种植体系统","常州百康特医疗器械有限公司","常州百康特医疗器械有限公司","a2a95a65982211ecb3f890e2ba8d9d30","牙种植体系统-基台","（T系骨水平基台预成型）TSRC7.5-6.9","预成型","钛合金","C0702021380100110457","C07020213801001104570002213","06947600338437、06947600350798、06947600360773、06947600368373、06947600378358、06947600392705","申报企业自主确认为非招标产品、非中选产品或中选部件的附件（如覆盖螺丝、中央螺丝等）产品之一"]
["c071b6bb-22ec-11eb-bf70-fa163e0a8baf","5a38a90d-ac24-11e9-8460-fa163e0a8baf","国械注准20193171890","牙种植体系统","常州百康特医疗器械有限公司","常州百康特医疗器械有限公司","a2a95a65982211ecb3f890e2ba8d9d30","牙种植体系统-基台","（T系骨水平基台预成型）TSRCN5.5-0.9","预成型","钛合金","C0702021380100110457","C07020213801001104570002214","06947600341154、06947600353515、06947600361114、06947600368717、06947600383062、06947600395423","申报企业自主确认为非招标产品、非中选产品或中选部件的附件（如覆盖螺丝、中央螺丝等）产品之一"]
["c0731280-22ec-11eb-bf70-fa163e0a8baf","5a38a90d-ac24-11e9-8460-fa163e0a8baf","国械注准20193171890","牙种植体系统","常州百康特医疗器械有限公司","常州百康特医疗器械有限公司","a2a95a65982211ecb3f890e2ba8d9d30","牙种植体系统-基台","（T系骨水平基台预成型）TSRC7.0-0.5","预成型","钛合金","C0702021380100110457","C07020213801001104570002218","06947600334811、06947600347170、06947600357155、06947600364757、06947600374732、06947600389082","申报企业自主确认为非招标产品、非中选产品或中选部件的附件（如覆盖螺丝、中央螺丝等）产品之一"]
["c0731439-22ec-11eb-bf70-fa163e0a8baf","5a38a90d-ac24-11e9-8460-fa163e0a8baf","国械注准20193171890","牙种植体系统","常州百康特医疗器械有限公司","常州百康特医疗器械有限公司","a2a95a65982211ecb3f890e2ba8d9d30","牙种植体系统-基台","（T系骨水平基台预成型）TSRC4.0-2.5","预成型","钛合金","C0702021380100110457","C07020213801001104570002219","06947600335894、06947600348252、06947600358237、06947600365839、06947600375814、06947600390169","申报企业自主确认为非招标产品、非中选产品或中选部件的附件（如覆盖螺丝、中央螺丝等）产品之一"]
["c0733385-22ec-11eb-bf70-fa163e0a8baf","5a38a90d-ac24-11e9-8460-fa163e0a8baf","国械注准20193171890","牙种植体系统","常州百康特医疗器械有限公司","常州百康特医疗器械有限公司","a2a95a65982211ecb3f890e2ba8d9d30","牙种植体系统-基台","（T系骨水平基台预成型）TSRC6.5-2.9","预成型","钛合金","C0702021380100110457","C07020213801001104570002222","06947600336136、06947600348492、06947600358473、06947600366072、06947600376057、06947600390404","申报企业自主确认为非招标产品、非中选产品或中选部件的附件（如覆盖螺丝、中央螺丝等）产品之一"]
["c0733548-22ec-11eb-bf70-fa163e0a8baf","5a38a90d-ac24-11e9-8460-fa163e0a8baf","国械注准20193171890","牙种植体系统","常州百康特医疗器械有限公司","常州百康特医疗器械有限公司","a2a95a65982211ecb3f890e2ba8d9d30","牙种植体系统-基台","（T系骨水平基台预成型）TSNC8.5-3.9","预成型","钛合金","C0702021380100110457","C07020213801001104570002223","06947600333876、06947600346234、06947600373797、06947600388142","申报企业自主确认为非招标产品、非中选产品或中选部件的附件（如覆盖螺丝、中央螺丝等）产品之一"]
["c0733b4e-22ec-11eb-bf70-fa163e0a8baf","5a38a90d-ac24-11e9-8460-fa163e0a8baf","国械注准20193171890","牙种植体系统","常州百康特医疗器械有限公司","常州百康特医疗器械有限公司","a2a95a65982211ecb3f890e2ba8d9d30","牙种植体系统-基台","（T系骨水平基台预成型）TSRCN9.0-5.5","预成型","钛合金","C0702021380100110457","C07020213801001104570002226","06947600343882、06947600356240、06947600363842、06947600371441、06947600385790、06947600398158","申报企业自主确认为非招标产品、非中选产品或中选部件的附件（如覆盖螺丝、中央螺丝等）产品之一"]
["c0737534-22ec-11eb-bf70-fa163e0a8baf","5a38a90d-ac24-11e9-8460-fa163e0a8baf","国械注准20193171890","牙种植体系统","常州百康特医疗器械有限公司","常州百康特医疗器械有限公司","a2a95a65982211ecb3f890e2ba8d9d30","牙种植体系统-基台","（T系骨水平基台预成型）TSRCN5.5-3.3","预成型","钛合金","C0702021380100110457","C07020213801001104570002228","06947600342489、06947600354840、06947600362449、06947600370048、06947600384397、06947600396758","申报企业自主确认为非招标产品、非中选产品或中选部件的附件（如覆盖螺丝、中央螺丝等）产品之一"]
["c073ddb2-22ec-11eb-bf70-fa163e0a8baf","5a38a90d-ac24-11e9-8460-fa163e0a8baf","国械注准20193171890","牙种植体系统","常州百康特医疗器械有限公司","常州百康特医疗器械有限公司","a2a95a65982211ecb3f890e2ba8d9d30","牙种植体系统-基台","（T系骨水平基台预成型）TSRC8.5-3.3","预成型","钛合金","C0702021380100110457","C07020213801001104570002231","06947600336365、06947600348726、06947600358701、06947600366300、06947600376286、06947600390633","申报企业自主确认为非招标产品、非中选产品或中选部件的附件（如覆盖螺丝、中央螺丝等）产品之一"]
["c073df7c-22ec-11eb-bf70-fa163e0a8baf","5a38a90d-ac24-11e9-8460-fa163e0a8baf","国械注准20193171890","牙种植体系统","常州百康特医疗器械有限公司","常州百康特医疗器械有限公司","a2a95a65982211ecb3f890e2ba8d9d30","牙种植体系统-基台","（T系骨水平基台预成型）TSRCN7.5-0.5","预成型","钛合金","C0702021380100110457","C07020213801001104570002232","06947600341000、06947600353362、06947600360964、06947600368564、06947600382911、06947600395270","申报企业自主确认为非招标产品、非中选产品或中选部件的附件（如覆盖螺丝、中央螺丝等）产品之一"]
["c073e50c-22ec-11eb-bf70-fa163e0a8baf","5a38a90d-ac24-11e9-8460-fa163e0a8baf","国械注准20193171890","牙种植体系统","常州百康特医疗器械有限公司","常州百康特医疗器械有限公司","a2a95a65982211ecb3f890e2ba8d9d30","牙种植体系统-基台","（T系骨水平基台预成型）TSNCN6.5-3.9","预成型","钛合金","C0702021380100110457","C07020213801001104570002235","06947600340010、06947600352372、06947600379935、06947600394280","申报企业自主确认为非招标产品、非中选产品或中选部件的附件（如覆盖螺丝、中央螺丝等）产品之一"]
["c07402b7-22ec-11eb-bf70-fa163e0a8baf","5a38a90d-ac24-11e9-8460-fa163e0a8baf","国械注准20193171890","牙种植体系统","常州百康特医疗器械有限公司","常州百康特医疗器械有限公司","a2a95a65982211ecb3f890e2ba8d9d30","牙种植体系统-基台","（T系骨水平基台预成型）TSRC5.0-3.9","预成型","钛合金","C0702021380100110457","C07020213801001104570002236","06947600336679、06947600349037、06947600359012、06947600366614、06947600376590、06947600390947","申报企业自主确认为非招标产品、非中选产品或中选部件的附件（如覆盖螺丝、中央螺丝等）产品之一"]
["c0740645-22ec-11eb-bf70-fa163e0a8baf","5a38a90d-ac24-11e9-8460-fa163e0a8baf","国械注准20193171890","牙种植体系统","常州百康特医疗器械有限公司","常州百康特医疗器械有限公司","a2a95a65982211ecb3f890e2ba8d9d30","牙种植体系统-基台","（T系骨水平基台预成型）TSRCN8.5-0.5","预成型","钛合金","C0702021380100110457","C07020213801001104570002238","06947600341024、06947600353386、06947600360988、06947600368582、06947600382935、06947600395294","申报企业自主确认为非招标产品、非中选产品或中选部件的附件（如覆盖螺丝、中央螺丝等）产品之一"]
["c0740b1f-22ec-11eb-bf70-fa163e0a8baf","5a38a90d-ac24-11e9-8460-fa163e0a8baf","国械注准20193171890","牙种植体系统","常州百康特医疗器械有限公司","常州百康特医疗器械有限公司","a2a95a65982211ecb3f890e2ba8d9d30","牙种植体系统-基台","（T系骨水平基台预成型）TSRC11.0-4.3","预成型","钛合金","C0702021380100110457","C07020213801001104570002241","06947600336983、06947600349341、06947600359326、06947600366928、06947600376903、06947600391258","申报企业自主确认为非招标产品、非中选产品或中选部件的附件（如覆盖螺丝、中央螺丝等）产品之一"]
["c0742a91-22ec-11eb-bf70-fa163e0a8baf","5a38a90d-ac24-11e9-8460-fa163e0a8baf","国械注准20193171890","牙种植体系统","常州百康特医疗器械有限公司","常州百康特医疗器械有限公司","a2a95a65982211ecb3f890e2ba8d9d30","牙种植体系统-基台","（T系骨水平基台预成型）TSRCN5.5-4.5","预成型","钛合金","C0702021380100110457","C07020213801001104570002244","06947600343240、06947600355601、06947600363200、06947600370802、06947600385158、06947600397519","申报企业自主确认为非招标产品、非中选产品或中选部件的附件（如覆盖螺丝、中央螺丝等）产品之一"]
["c0742c37-22ec-11eb-bf70-fa163e0a8baf","5a38a90d-ac24-11e9-8460-fa163e0a8baf","国械注准20193171890","牙种植体系统","常州百康特医疗器械有限公司","常州百康特医疗器械有限公司","a2a95a65982211ecb3f890e2ba8d9d30","牙种植体系统-基台","（T系骨水平基台预成型）TSRCN12.5-0.9","预成型","钛合金","C0702021380100110457","C07020213801001104570002245","06947600341291、06947600353652、06947600361251、06947600368854、06947600383208、06947600395560","申报企业自主确认为非招标产品、非中选产品或中选部件的附件（如覆盖螺丝、中央螺丝等）产品之一"]
["c07430ee-22ec-11eb-bf70-fa163e0a8baf","5a38a90d-ac24-11e9-8460-fa163e0a8baf","国械注准20193171890","牙种植体系统","常州百康特医疗器械有限公司","常州百康特医疗器械有限公司","a2a95a65982211ecb3f890e2ba8d9d30","牙种植体系统-基台","（T系骨水平基台预成型）TSRCN12.0-3.3","预成型","钛合金","C0702021380100110457","C07020213801001104570002248","06947600342618、06947600354970、06947600362579、06947600370178、06947600384526、06947600396882","申报企业自主确认为非招标产品、非中选产品或中选部件的附件（如覆盖螺丝、中央螺丝等）产品之一"]
["c074359e-22ec-11eb-bf70-fa163e0a8baf","5a38a90d-ac24-11e9-8460-fa163e0a8baf","国械注准20193171890","牙种植体系统","常州百康特医疗器械有限公司","常州百康特医疗器械有限公司","a2a95a65982211ecb3f890e2ba8d9d30","牙种植体系统-基台","（T系骨水平基台预成型）TSRCN5.5-2.9","预成型","钛合金","C0702021380100110457","C07020213801001104570002251","06947600342298、06947600354659、06947600362258、06947600369851、06947600384205、06947600396567","申报企业自主确认为非招标产品、非中选产品或中选部件的附件（如覆盖螺丝、中央螺丝等）产品之一"]
["c0743968-22ec-11eb-bf70-fa163e0a8baf","5a38a90d-ac24-11e9-8460-fa163e0a8baf","国械注准20193171890","牙种植体系统","常州百康特医疗器械有限公司","常州百康特医疗器械有限公司","a2a95a65982211ecb3f890e2ba8d9d30","牙种植体系统-基台","（T系骨水平基台预成型）TSRC11.0-2.9","预成型","钛合金","C0702021380100110457","C07020213801001104570002253","06947600336228、06947600348580、06947600358565、06947600366164、06947600376149、06947600390497","申报企业自主确认为非招标产品、非中选产品或中选部件的附件（如覆盖螺丝、中央螺丝等）产品之一"]
["c0743b05-22ec-11eb-bf70-fa163e0a8baf","5a38a90d-ac24-11e9-8460-fa163e0a8baf","国械注准20193171890","牙种植体系统","常州百康特医疗器械有限公司","常州百康特医疗器械有限公司","a2a95a65982211ecb3f890e2ba8d9d30","牙种植体系统-基台","（T系骨水平基台预成型）TSNC4.0-1.9","预成型","钛合金","C0702021380100110457","C07020213801001104570002254","06947600332947、06947600345305、06947600372868、06947600387213","申报企业自主确认为非招标产品、非中选产品或中选部件的附件（如覆盖螺丝、中央螺丝等）产品之一"]
["c07440b0-22ec-11eb-bf70-fa163e0a8baf","5a38a90d-ac24-11e9-8460-fa163e0a8baf","国械注准20193171890","牙种植体系统","常州百康特医疗器械有限公司","常州百康特医疗器械有限公司","a2a95a65982211ecb3f890e2ba8d9d30","牙种植体系统-基台","（T系骨水平基台预成型）TSRC6.0-1.9","预成型","钛合金","C0702021380100110457","C07020213801001104570002257","06947600335559、06947600347910、06947600357894、06947600365495、06947600375470、06947600389828","申报企业自主确认为非招标产品、非中选产品或中选部件的附件（如覆盖螺丝、中央螺丝等）产品之一"]
["c0744245-22ec-11eb-bf70-fa163e0a8baf","5a38a90d-ac24-11e9-8460-fa163e0a8baf","国械注准20193171890","牙种植体系统","常州百康特医疗器械有限公司","常州百康特医疗器械有限公司","a2a95a65982211ecb3f890e2ba8d9d30","牙种植体系统-基台","（T系骨水平基台预成型）TSNCN8.5-2.5","预成型","钛合金","C0702021380100110457","C07020213801001104570002258","06947600339494、06947600351856、06947600379416、06947600393764","申报企业自主确认为非招标产品、非中选产品或中选部件的附件（如覆盖螺丝、中央螺丝等）产品之一"]
["c0744723-22ec-11eb-bf70-fa163e0a8baf","5a38a90d-ac24-11e9-8460-fa163e0a8baf","国械注准20193171890","牙种植体系统","常州百康特医疗器械有限公司","常州百康特医疗器械有限公司","a2a95a65982211ecb3f890e2ba8d9d30","牙种植体系统-基台","（T系骨水平基台预成型）TSNCN7.0-4.5","预成型","钛合金","C0702021380100110457","C07020213801001104570002261","06947600340300、06947600352662、06947600382218、06947600394570","申报企业自主确认为非招标产品、非中选产品或中选部件的附件（如覆盖螺丝、中央螺丝等）产品之一"]
["c0744a51-22ec-11eb-bf70-fa163e0a8baf","5a38a90d-ac24-11e9-8460-fa163e0a8baf","国械注准20193171890","牙种植体系统","常州百康特医疗器械有限公司","常州百康特医疗器械有限公司","a2a95a65982211ecb3f890e2ba8d9d30","牙种植体系统-基台","（T系骨水平基台预成型）TSRCN11.0-6.5","预成型","钛合金","C0702021380100110457","C07020213801001104570002263","06947600344490、06947600356851、06947600364450、06947600372059、06947600386407、06947600398761","申报企业自主确认为非招标产品、非中选产品或中选部件的附件（如覆盖螺丝、中央螺丝等）产品之一"]
["c0744efa-22ec-11eb-bf70-fa163e0a8baf","5a38a90d-ac24-11e9-8460-fa163e0a8baf","国械注准20193171890","牙种植体系统","常州百康特医疗器械有限公司","常州百康特医疗器械有限公司","a2a95a65982211ecb3f890e2ba8d9d30","牙种植体系统-基台","（T系骨水平基台预成型）TSRCN12.5-6.3","预成型","钛合金","C0702021380100110457","C07020213801001104570002266","06947600344339、06947600356691、06947600364290、06947600371892、06947600386247、06947600398608","申报企业自主确认为非招标产品、非中选产品或中选部件的附件（如覆盖螺丝、中央螺丝等）产品之一"]
["c0746abd-22ec-11eb-bf70-fa163e0a8baf","5a38a90d-ac24-11e9-8460-fa163e0a8baf","国械注准20193171890","牙种植体系统","常州百康特医疗器械有限公司","常州百康特医疗器械有限公司","a2a95a65982211ecb3f890e2ba8d9d30","牙种植体系统-基台","（T系骨水平基台预成型）TSRC10.5-3.3","预成型","钛合金","C0702021380100110457","C07020213801001104570002267","06947600336402、06947600348764、06947600358749、06947600366348、06947600376323、06947600390671","申报企业自主确认为非招标产品、非中选产品或中选部件的附件（如覆盖螺丝、中央螺丝等）产品之一"]
["c0747066-22ec-11eb-bf70-fa163e0a8baf","5a38a90d-ac24-11e9-8460-fa163e0a8baf","国械注准20193171890","牙种植体系统","常州百康特医疗器械有限公司","常州百康特医疗器械有限公司","a2a95a65982211ecb3f890e2ba8d9d30","牙种植体系统-基台","（T系骨水平基台预成型）TSNCN9.0-2.9","预成型","钛合金","C0702021380100110457","C07020213801001104570002270","06947600339649、06947600352006、06947600379560、06947600393917","申报企业自主确认为非招标产品、非中选产品或中选部件的附件（如覆盖螺丝、中央螺丝等）产品之一"]
["c0747202-22ec-11eb-bf70-fa163e0a8baf","5a38a90d-ac24-11e9-8460-fa163e0a8baf","国械注准20193171890","牙种植体系统","常州百康特医疗器械有限公司","常州百康特医疗器械有限公司","a2a95a65982211ecb3f890e2ba8d9d30","牙种植体系统-基台","（T系骨水平基台预成型）TSRCN5.0-6.9","预成型","钛合金","C0702021380100110457","C07020213801001104570002271","06947600344568、06947600356929、06947600364528、06947600372127、06947600386476、06947600398837","申报企业自主确认为非招标产品、非中选产品或中选部件的附件（如覆盖螺丝、中央螺丝等）产品之一"]
["c074760b-22ec-11eb-bf70-fa163e0a8baf","5a38a90d-ac24-11e9-8460-fa163e0a8baf","国械注准20193171890","牙种植体系统","常州百康特医疗器械有限公司","常州百康特医疗器械有限公司","a2a95a65982211ecb3f890e2ba8d9d30","牙种植体系统-基台","（T系骨水平基台预成型）TSRCN4.0-3.3","预成型","钛合金","C0702021380100110457","C07020213801001104570002273","06947600342458、06947600354819、06947600362418、06947600370017、06947600384366、06947600396727","申报企业自主确认为非招标产品、非中选产品或中选部件的附件（如覆盖螺丝、中央螺丝等）产品之一"]
["c0747caf-22ec-11eb-bf70-fa163e0a8baf","5a38a90d-ac24-11e9-8460-fa163e0a8baf","国械注准20193171890","牙种植体系统","常州百康特医疗器械有限公司","常州百康特医疗器械有限公司","a2a95a65982211ecb3f890e2ba8d9d30","牙种植体系统-基台","（T系骨水平基台预成型）TSRCN12.5-4.5","预成型","钛合金","C0702021380100110457","C07020213801001104570002276","06947600343387、06947600355748、06947600363347、06947600370949、06947600385295、06947600397656","申报企业自主确认为非招标产品、非中选产品或中选部件的附件（如覆盖螺丝、中央螺丝等）产品之一"]
["c074817f-22ec-11eb-bf70-fa163e0a8baf","5a38a90d-ac24-11e9-8460-fa163e0a8baf","国械注准20193171890","牙种植体系统","常州百康特医疗器械有限公司","常州百康特医疗器械有限公司","a2a95a65982211ecb3f890e2ba8d9d30","牙种植体系统-基台","（T系骨水平基台预成型）TSRC12.5-2.3","预成型","钛合金","C0702021380100110457","C07020213801001104570002279","06947600335870、06947600348238、06947600358213、06947600365815、06947600375791、06947600390145","申报企业自主确认为非招标产品、非中选产品或中选部件的附件（如覆盖螺丝、中央螺丝等）产品之一"]
["c074830e-22ec-11eb-bf70-fa163e0a8baf","5a38a90d-ac24-11e9-8460-fa163e0a8baf","国械注准20193171890","牙种植体系统","常州百康特医疗器械有限公司","常州百康特医疗器械有限公司","a2a95a65982211ecb3f890e2ba8d9d30","牙种植体系统-基台","（T系骨水平基台预成型）TSNCN4.5-5.9","预成型","钛合金","C0702021380100110457","C07020213801001104570002280","06947600340812、06947600353171、06947600382720、06947600395089","申报企业自主确认为非招标产品、非中选产品或中选部件的附件（如覆盖螺丝、中央螺丝等）产品之一"]
["c0748836-22ec-11eb-bf70-fa163e0a8baf","5a38a90d-ac24-11e9-8460-fa163e0a8baf","国械注准20193171890","牙种植体系统","常州百康特医疗器械有限公司","常州百康特医疗器械有限公司","a2a95a65982211ecb3f890e2ba8d9d30","牙种植体系统-基台","（T系骨水平基台预成型）TSNC9.0-5.5","预成型","钛合金","C0702021380100110457","C07020213801001104570002283","06947600334583、06947600346944、06947600374503、06947600388852","申报企业自主确认为非招标产品、非中选产品或中选部件的附件（如覆盖螺丝、中央螺丝等）产品之一"]
["c0748d94-22ec-11eb-bf70-fa163e0a8baf","5a38a90d-ac24-11e9-8460-fa163e0a8baf","国械注准20193171890","牙种植体系统","常州百康特医疗器械有限公司","常州百康特医疗器械有限公司","a2a95a65982211ecb3f890e2ba8d9d30","牙种植体系统-基台","（T系骨水平基台预成型）TSRCN10.5-1.5","预成型","钛合金","C0702021380100110457","C07020213801001104570002286","06947600341635、06947600353997、06947600361596、06947600369194、06947600383543、06947600395904","申报企业自主确认为非招标产品、非中选产品或中选部件的附件（如覆盖螺丝、中央螺丝等）产品之一"]
["c074910e-22ec-11eb-bf70-fa163e0a8baf","5a38a90d-ac24-11e9-8460-fa163e0a8baf","国械注准20193171890","牙种植体系统","常州百康特医疗器械有限公司","常州百康特医疗器械有限公司","a2a95a65982211ecb3f890e2ba8d9d30","牙种植体系统-基台","（T系骨水平基台预成型）TSNC5.5-4.3","预成型","钛合金","C0702021380100110457","C07020213801001104570002288","06947600333951、06947600346319、06947600373872、06947600388227","申报企业自主确认为非招标产品、非中选产品或中选部件的附件（如覆盖螺丝、中央螺丝等）产品之一"]
["c074ad46-22ec-11eb-bf70-fa163e0a8baf","5a38a90d-ac24-11e9-8460-fa163e0a8baf","国械注准20193171890","牙种植体系统","常州百康特医疗器械有限公司","常州百康特医疗器械有限公司","a2a95a65982211ecb3f890e2ba8d9d30","牙种植体系统-基台","（T系骨水平基台预成型）TSRCN12.0-2.3","预成型","钛合金","C0702021380100110457","C07020213801001104570002289","06947600342045、06947600354406、06947600362005、06947600369608、06947600383956、06947600396314","申报企业自主确认为非招标产品、非中选产品或中选部件的附件（如覆盖螺丝、中央螺丝等）产品之一"]
["c074b2e2-22ec-11eb-bf70-fa163e0a8baf","5a38a90d-ac24-11e9-8460-fa163e0a8baf","国械注准20193171890","牙种植体系统","常州百康特医疗器械有限公司","常州百康特医疗器械有限公司","a2a95a65982211ecb3f890e2ba8d9d30","牙种植体系统-基台","（T系骨水平基台预成型）TSRC5.0-5.3","预成型","钛合金","C0702021380100110457","C07020213801001104570002292","06947600337430、06947600349798、06947600359773、06947600367376、06947600377351、06947600391708","申报企业自主确认为非招标产品、非中选产品或中选部件的附件（如覆盖螺丝、中央螺丝等）产品之一"]
["c074b477-22ec-11eb-bf70-fa163e0a8baf","5a38a90d-ac24-11e9-8460-fa163e0a8baf","国械注准20193171890","牙种植体系统","常州百康特医疗器械有限公司","常州百康特医疗器械有限公司","a2a95a65982211ecb3f890e2ba8d9d30","牙种植体系统-基台","（T系骨水平基台预成型）TSRC6.5-0.5","预成型","钛合金","C0702021380100110457","C07020213801001104570002293","06947600334804、06947600347163、06947600357148、06947600364740、06947600374725、06947600389071","申报企业自主确认为非招标产品、非中选产品或中选部件的附件（如覆盖螺丝、中央螺丝等）产品之一"]
["c074b93b-22ec-11eb-bf70-fa163e0a8baf","5a38a90d-ac24-11e9-8460-fa163e0a8baf","国械注准20193171890","牙种植体系统","常州百康特医疗器械有限公司","常州百康特医疗器械有限公司","a2a95a65982211ecb3f890e2ba8d9d30","牙种植体系统-基台","（T系骨水平基台预成型）TSNCN6.5-3.5","预成型","钛合金","C0702021380100110457","C07020213801001104570002296","06947600339872、06947600352235、06947600379791、06947600394143","申报企业自主确认为非招标产品、非中选产品或中选部件的附件（如覆盖螺丝、中央螺丝等）产品之一"]
["c074bc5d-22ec-11eb-bf70-fa163e0a8baf","5a38a90d-ac24-11e9-8460-fa163e0a8baf","国械注准20193171890","牙种植体系统","常州百康特医疗器械有限公司","常州百康特医疗器械有限公司","a2a95a65982211ecb3f890e2ba8d9d30","牙种植体系统-基台","（T系骨水平基台预成型）TSRCN9.0-0.5","预成型","钛合金","C0702021380100110457","C07020213801001104570002298","06947600341031、06947600353393、06947600360995、06947600368595、06947600382942、06947600395300","申报企业自主确认为非招标产品、非中选产品或中选部件的附件（如覆盖螺丝、中央螺丝等）产品之一"]
["c074c122-22ec-11eb-bf70-fa163e0a8baf","5a38a90d-ac24-11e9-8460-fa163e0a8baf","国械注准20193171890","牙种植体系统","常州百康特医疗器械有限公司","常州百康特医疗器械有限公司","a2a95a65982211ecb3f890e2ba8d9d30","牙种植体系统-基台","（T系骨水平基台预成型）TSRC7.0-2.3","预成型","钛合金","C0702021380100110457","C07020213801001104570002301","06947600335764、06947600348122、06947600358107、06947600365709、06947600375685、06947600390039","申报企业自主确认为非招标产品、非中选产品或中选部件的附件（如覆盖螺丝、中央螺丝等）产品之一"]
["c074c2ef-22ec-11eb-bf70-fa163e0a8baf","5a38a90d-ac24-11e9-8460-fa163e0a8baf","国械注准20193171890","牙种植体系统","常州百康特医疗器械有限公司","常州百康特医疗器械有限公司","a2a95a65982211ecb3f890e2ba8d9d30","牙种植体系统-基台","（T系骨水平基台预成型）TSNCN3.5-0.9","预成型","钛合金","C0702021380100110457","C07020213801001104570002302","06947600338693、06947600351054、06947600378617、06947600392965","申报企业自主确认为非招标产品、非中选产品或中选部件的附件（如覆盖螺丝、中央螺丝等）产品之一"]
["c074c7c5-22ec-11eb-bf70-fa163e0a8baf","5a38a90d-ac24-11e9-8460-fa163e0a8baf","国械注准20193171890","牙种植体系统","常州百康特医疗器械有限公司","常州百康特医疗器械有限公司","a2a95a65982211ecb3f890e2ba8d9d30","牙种植体系统-基台","（T系骨水平基台预成型）TSRC4.5-4.9","预成型","钛合金","C0702021380100110457","C07020213801001104570002305","06947600337232、06947600349596、06947600359571、06947600367178、06947600377153、06947600391500","申报企业自主确认为非招标产品、非中选产品或中选部件的附件（如覆盖螺丝、中央螺丝等）产品之一"]
["c074c985-22ec-11eb-bf70-fa163e0a8baf","5a38a90d-ac24-11e9-8460-fa163e0a8baf","国械注准20193171890","牙种植体系统","常州百康特医疗器械有限公司","常州百康特医疗器械有限公司","a2a95a65982211ecb3f890e2ba8d9d30","牙种植体系统-基台","（T系骨水平基台预成型）TSNCN4.5-3.9","预成型","钛合金","C0702021380100110457","C07020213801001104570002306","06947600339973、06947600352334、06947600379892、06947600394242","申报企业自主确认为非招标产品、非中选产品或中选部件的附件（如覆盖螺丝、中央螺丝等）产品之一"]
["c074d0d2-22ec-11eb-bf70-fa163e0a8baf","5a38a90d-ac24-11e9-8460-fa163e0a8baf","国械注准20193171890","牙种植体系统","常州百康特医疗器械有限公司","常州百康特医疗器械有限公司","a2a95a65982211ecb3f890e2ba8d9d30","牙种植体系统-基台","（T系骨水平基台预成型）TSNC7.5-2.3","预成型","钛合金","C0702021380100110457","C07020213801001104570002310","06947600333159、06947600345510、06947600373070、06947600387428","申报企业自主确认为非招标产品、非中选产品或中选部件的附件（如覆盖螺丝、中央螺丝等）产品之一"]
["c074d26c-22ec-11eb-bf70-fa163e0a8baf","5a38a90d-ac24-11e9-8460-fa163e0a8baf","国械注准20193171890","牙种植体系统","常州百康特医疗器械有限公司","常州百康特医疗器械有限公司","a2a95a65982211ecb3f890e2ba8d9d30","牙种植体系统-基台","（T系骨水平基台预成型）TSRCN5.0-5.5","预成型","钛合金","C0702021380100110457","C07020213801001104570002311","06947600343806、06947600356165、06947600363767、06947600371366、06947600385714、06947600398073","申报企业自主确认为非招标产品、非中选产品或中选部件的附件（如覆盖螺丝、中央螺丝等）产品之一"]
["c074d93c-22ec-11eb-bf70-fa163e0a8baf","5a38a90d-ac24-11e9-8460-fa163e0a8baf","国械注准20193171890","牙种植体系统","常州百康特医疗器械有限公司","常州百康特医疗器械有限公司","a2a95a65982211ecb3f890e2ba8d9d30","牙种植体系统-基台","（T系骨水平基台预成型）TSRC11.0-5.5","预成型","钛合金","C0702021380100110457","C07020213801001104570002314","06947600337744、06947600350101、06947600360087、06947600367680、06947600377665、06947600392019","申报企业自主确认为非招标产品、非中选产品或中选部件的附件（如覆盖螺丝、中央螺丝等）产品之一"]
["c074f246-22ec-11eb-bf70-fa163e0a8baf","5a38a90d-ac24-11e9-8460-fa163e0a8baf","国械注准20193171890","牙种植体系统","常州百康特医疗器械有限公司","常州百康特医疗器械有限公司","a2a95a65982211ecb3f890e2ba8d9d30","牙种植体系统-基台","（T系骨水平基台预成型）TSRCN12.5-1.9","预成型","钛合金","C0702021380100110457","C07020213801001104570002315","06947600341864、06947600354222、06947600361824、06947600369424、06947600383772、06947600396130","申报企业自主确认为非招标产品、非中选产品或中选部件的附件（如覆盖螺丝、中央螺丝等）产品之一"]
["c074f94c-22ec-11eb-bf70-fa163e0a8baf","5a38a90d-ac24-11e9-8460-fa163e0a8baf","国械注准20193171890","牙种植体系统","常州百康特医疗器械有限公司","常州百康特医疗器械有限公司","a2a95a65982211ecb3f890e2ba8d9d30","牙种植体系统-基台","（T系骨水平基台预成型）TSNCN3.5-4.3","预成型","钛合金","C0702021380100110457","C07020213801001104570002319","06947600340096、06947600352457、06947600382003、06947600394365","申报企业自主确认为非招标产品、非中选产品或中选部件的附件（如覆盖螺丝、中央螺丝等）产品之一"]
["c074fad8-22ec-11eb-bf70-fa163e0a8baf","5a38a90d-ac24-11e9-8460-fa163e0a8baf","国械注准20193171890","牙种植体系统","常州百康特医疗器械有限公司","常州百康特医疗器械有限公司","a2a95a65982211ecb3f890e2ba8d9d30","牙种植体系统-基台","（T系骨水平基台预成型）TSRCN10.5-2.9","预成型","钛合金","C0702021380100110457","C07020213801001104570002320","06947600342397、06947600354758、06947600362357、06947600369950、06947600384304、06947600396666","申报企业自主确认为非招标产品、非中选产品或中选部件的附件（如覆盖螺丝、中央螺丝等）产品之一"]
["c074ffb4-22ec-11eb-bf70-fa163e0a8baf","5a38a90d-ac24-11e9-8460-fa163e0a8baf","国械注准20193171890","牙种植体系统","常州百康特医疗器械有限公司","常州百康特医疗器械有限公司","a2a95a65982211ecb3f890e2ba8d9d30","牙种植体系统-基台","（T系骨水平基台预成型）TSRCN9.0-2.3","预成型","钛合金","C0702021380100110457","C07020213801001104570002323","06947600341987、06947600354345、06947600361947、06947600369547、06947600383895、06947600396253","申报企业自主确认为非招标产品、非中选产品或中选部件的附件（如覆盖螺丝、中央螺丝等）产品之一"]
["c075014c-22ec-11eb-bf70-fa163e0a8baf","5a38a90d-ac24-11e9-8460-fa163e0a8baf","国械注准20193171890","牙种植体系统","常州百康特医疗器械有限公司","常州百康特医疗器械有限公司","a2a95a65982211ecb3f890e2ba8d9d30","牙种植体系统-基台","（T系骨水平基台预成型）TSRCN13.0-2.5","预成型","钛合金","C0702021380100110457","C07020213801001104570002324","06947600342250、06947600354611、06947600362210、06947600369813、06947600384168、06947600396529","申报企业自主确认为非招标产品、非中选产品或中选部件的附件（如覆盖螺丝、中央螺丝等）产品之一"]
["c075060b-22ec-11eb-bf70-fa163e0a8baf","5a38a90d-ac24-11e9-8460-fa163e0a8baf","国械注准20193171890","牙种植体系统","常州百康特医疗器械有限公司","常州百康特医疗器械有限公司","a2a95a65982211ecb3f890e2ba8d9d30","牙种植体系统-基台","（T系骨水平基台预成型）TSRC12.0-2.3","预成型","钛合金","C0702021380100110457","C07020213801001104570002327","06947600335863、06947600348221、06947600358206、06947600365808、06947600375784、06947600390138","申报企业自主确认为非招标产品、非中选产品或中选部件的附件（如覆盖螺丝、中央螺丝等）产品之一"]
["c075092b-22ec-11eb-bf70-fa163e0a8baf","5a38a90d-ac24-11e9-8460-fa163e0a8baf","国械注准20193171890","牙种植体系统","常州百康特医疗器械有限公司","常州百康特医疗器械有限公司","a2a95a65982211ecb3f890e2ba8d9d30","牙种植体系统-基台","（T系骨水平基台预成型）TSRCN4.0-6.3","预成型","钛合金","C0702021380100110457","C07020213801001104570002329","06947600344162、06947600356523、06947600364122、06947600371724、06947600386070、06947600398431","申报企业自主确认为非招标产品、非中选产品或中选部件的附件（如覆盖螺丝、中央螺丝等）产品之一"]
["c0750ddf-22ec-11eb-bf70-fa163e0a8baf","5a38a90d-ac24-11e9-8460-fa163e0a8baf","国械注准20193171890","牙种植体系统","常州百康特医疗器械有限公司","常州百康特医疗器械有限公司","a2a95a65982211ecb3f890e2ba8d9d30","牙种植体系统-基台","（T系骨水平基台预成型）TSRCN8.0-0.5","预成型","钛合金","C0702021380100110457","C07020213801001104570002332","06947600341017、06947600353379、06947600360971、06947600368571、06947600382928、06947600395287","申报企业自主确认为非招标产品、非中选产品或中选部件的附件（如覆盖螺丝、中央螺丝等）产品之一"]
["c0750f6f-22ec-11eb-bf70-fa163e0a8baf","5a38a90d-ac24-11e9-8460-fa163e0a8baf","国械注准20193171890","牙种植体系统","常州百康特医疗器械有限公司","常州百康特医疗器械有限公司","a2a95a65982211ecb3f890e2ba8d9d30","牙种植体系统-基台","（T系骨水平基台预成型）TSNC8.0-1.9","预成型","钛合金","C0702021380100110457","C07020213801001104570002333","06947600333029、06947600345381、06947600372943、06947600387291","申报企业自主确认为非招标产品、非中选产品或中选部件的附件（如覆盖螺丝、中央螺丝等）产品之一"]
["c0752f3b-22ec-11eb-bf70-fa163e0a8baf","5a38a90d-ac24-11e9-8460-fa163e0a8baf","国械注准20193171890","牙种植体系统","常州百康特医疗器械有限公司","常州百康特医疗器械有限公司","a2a95a65982211ecb3f890e2ba8d9d30","牙种植体系统-基台","（T系骨水平基台预成型）TSRCN11.5-5.3","预成型","钛合金","C0702021380100110457","C07020213801001104570002336","06947600343745、06947600356103、06947600363705、06947600371304、06947600385653、06947600398011","申报企业自主确认为非招标产品、非中选产品或中选部件的附件（如覆盖螺丝、中央螺丝等）产品之一"]
["c07530cf-22ec-11eb-bf70-fa163e0a8baf","5a38a90d-ac24-11e9-8460-fa163e0a8baf","国械注准20193171890","牙种植体系统","常州百康特医疗器械有限公司","常州百康特医疗器械有限公司","a2a95a65982211ecb3f890e2ba8d9d30","牙种植体系统-基台","（T系骨水平基台预成型）TSRC4.5-5.9","预成型","钛合金","C0702021380100110457","C07020213801001104570002337","06947600337805、06947600350163、06947600360148、06947600367741、06947600377726、06947600392071","申报企业自主确认为非招标产品、非中选产品或中选部件的附件（如覆盖螺丝、中央螺丝等）产品之一"]
["c075361f-22ec-11eb-bf70-fa163e0a8baf","5a38a90d-ac24-11e9-8460-fa163e0a8baf","国械注准20193171890","牙种植体系统","常州百康特医疗器械有限公司","常州百康特医疗器械有限公司","a2a95a65982211ecb3f890e2ba8d9d30","牙种植体系统-基台","（T系骨水平基台预成型）TSRCN12.0-3.9","预成型","钛合金","C0702021380100110457","C07020213801001104570002339","06947600342991、06947600355359、06947600362951、06947600370550、06947600384908、06947600397267","申报企业自主确认为非招标产品、非中选产品或中选部件的附件（如覆盖螺丝、中央螺丝等）产品之一"]
["c0753afb-22ec-11eb-bf70-fa163e0a8baf","5a38a90d-ac24-11e9-8460-fa163e0a8baf","国械注准20193171890","牙种植体系统","常州百康特医疗器械有限公司","常州百康特医疗器械有限公司","a2a95a65982211ecb3f890e2ba8d9d30","牙种植体系统-基台","（T系骨水平基台预成型）TSNC8.0-5.5","预成型","钛合金","C0702021380100110457","C07020213801001104570002342","06947600334569、06947600346920、06947600374480、06947600388838","申报企业自主确认为非招标产品、非中选产品或中选部件的附件（如覆盖螺丝、中央螺丝等）产品之一"]
["c0753fc5-22ec-11eb-bf70-fa163e0a8baf","5a38a90d-ac24-11e9-8460-fa163e0a8baf","国械注准20193171890","牙种植体系统","常州百康特医疗器械有限公司","常州百康特医疗器械有限公司","a2a95a65982211ecb3f890e2ba8d9d30","牙种植体系统-基台","（T系骨水平基台预成型）TSRCN10.0-0.9","预成型","钛合金","C0702021380100110457","C07020213801001104570002345","06947600341246、06947600353607、06947600361206、06947600368809、06947600383154、06947600395515","申报企业自主确认为非招标产品、非中选产品或中选部件的附件（如覆盖螺丝、中央螺丝等）产品之一"]
["c0754159-22ec-11eb-bf70-fa163e0a8baf","5a38a90d-ac24-11e9-8460-fa163e0a8baf","国械注准20193171890","牙种植体系统","常州百康特医疗器械有限公司","常州百康特医疗器械有限公司","a2a95a65982211ecb3f890e2ba8d9d30","牙种植体系统-基台","（T系骨水平基台预成型）TSNC6.0-1.9","预成型","钛合金","C0702021380100110457","C07020213801001104570002346","06947600332985、06947600345343、06947600372905、06947600387251","申报企业自主确认为非招标产品、非中选产品或中选部件的附件（如覆盖螺丝、中央螺丝等）产品之一"]
["c0754603-22ec-11eb-bf70-fa163e0a8baf","5a38a90d-ac24-11e9-8460-fa163e0a8baf","国械注准20193171890","牙种植体系统","常州百康特医疗器械有限公司","常州百康特医疗器械有限公司","a2a95a65982211ecb3f890e2ba8d9d30","牙种植体系统-基台","（T系骨水平基台预成型）TSNCN6.0-2.5","预成型","钛合金","C0702021380100110457","C07020213801001104570002349","06947600339441、06947600351801、06947600379362、06947600393719","申报企业自主确认为非招标产品、非中选产品或中选部件的附件（如覆盖螺丝、中央螺丝等）产品之一"]
["c075478e-22ec-11eb-bf70-fa163e0a8baf","5a38a90d-ac24-11e9-8460-fa163e0a8baf","国械注准20193171890","牙种植体系统","常州百康特医疗器械有限公司","常州百康特医疗器械有限公司","a2a95a65982211ecb3f890e2ba8d9d30","牙种植体系统-基台","（T系骨水平基台预成型）TSNCN9.5-5.3","预成型","钛合金","C0702021380100110457","C07020213801001104570002350","06947600340638、06947600352990、06947600382546、06947600394907","申报企业自主确认为非招标产品、非中选产品或中选部件的附件（如覆盖螺丝、中央螺丝等）产品之一"]
["c0754e5c-22ec-11eb-bf70-fa163e0a8baf","5a38a90d-ac24-11e9-8460-fa163e0a8baf","国械注准20193171890","牙种植体系统","常州百康特医疗器械有限公司","常州百康特医疗器械有限公司","a2a95a65982211ecb3f890e2ba8d9d30","牙种植体系统-基台","（T系骨水平基台预成型）TSNCN5.5-4.5","预成型","钛合金","C0702021380100110457","C07020213801001104570002354","06947600340270、06947600352631、06947600382188、06947600394549","申报企业自主确认为非招标产品、非中选产品或中选部件的附件（如覆盖螺丝、中央螺丝等）产品之一"]
["c0755004-22ec-11eb-bf70-fa163e0a8baf","5a38a90d-ac24-11e9-8460-fa163e0a8baf","国械注准20193171890","牙种植体系统","常州百康特医疗器械有限公司","常州百康特医疗器械有限公司","a2a95a65982211ecb3f890e2ba8d9d30","牙种植体系统-基台","（T系骨水平基台预成型）TSRC5.5-5.3","预成型","钛合金","C0702021380100110457","C07020213801001104570002355","06947600337447、06947600349808、06947600359786、06947600367383、06947600377368、06947600391715","申报企业自主确认为非招标产品、非中选产品或中选部件的附件（如覆盖螺丝、中央螺丝等）产品之一"]
["c075558b-22ec-11eb-bf70-fa163e0a8baf","5a38a90d-ac24-11e9-8460-fa163e0a8baf","国械注准20193171890","牙种植体系统","常州百康特医疗器械有限公司","常州百康特医疗器械有限公司","a2a95a65982211ecb3f890e2ba8d9d30","牙种植体系统-基台","（T系骨水平基台预成型）TSRC12.5-3.9","预成型","钛合金","C0702021380100110457","C07020213801001104570002358","06947600336822、06947600349181、06947600359166、06947600366768、06947600376743、06947600391098","申报企业自主确认为非招标产品、非中选产品或中选部件的附件（如覆盖螺丝、中央螺丝等）产品之一"]
["c0755780-22ec-11eb-bf70-fa163e0a8baf","5a38a90d-ac24-11e9-8460-fa163e0a8baf","国械注准20193171890","牙种植体系统","常州百康特医疗器械有限公司","常州百康特医疗器械有限公司","a2a95a65982211ecb3f890e2ba8d9d30","牙种植体系统-基台","（T系骨水平基台预成型）TSRC6.0-5.3","预成型","钛合金","C0702021380100110457","C07020213801001104570002359","06947600337454、06947600349815、06947600359799、06947600367390、06947600377375、06947600391722","申报企业自主确认为非招标产品、非中选产品或中选部件的附件（如覆盖螺丝、中央螺丝等）产品之一"]
["c0755c43-22ec-11eb-bf70-fa163e0a8baf","5a38a90d-ac24-11e9-8460-fa163e0a8baf","国械注准20193171890","牙种植体系统","常州百康特医疗器械有限公司","常州百康特医疗器械有限公司","a2a95a65982211ecb3f890e2ba8d9d30","牙种植体系统-基台","（T系骨水平基台预成型）TSNCN8.5-3.5","预成型","钛合金","C0702021380100110457","C07020213801001104570002362","06947600339915、06947600352273、06947600379836、06947600394181","申报企业自主确认为非招标产品、非中选产品或中选部件的附件（如覆盖螺丝、中央螺丝等）产品之一"]
["c0755f67-22ec-11eb-bf70-fa163e0a8baf","5a38a90d-ac24-11e9-8460-fa163e0a8baf","国械注准20193171890","牙种植体系统","常州百康特医疗器械有限公司","常州百康特医疗器械有限公司","a2a95a65982211ecb3f890e2ba8d9d30","牙种植体系统-基台","（T系骨水平基台预成型）TSRC10.5-2.5","预成型","钛合金","C0702021380100110457","C07020213801001104570002364","06947600336020、06947600348382、06947600358367、06947600365969、06947600375944、06947600390299","申报企业自主确认为非招标产品、非中选产品或中选部件的附件（如覆盖螺丝、中央螺丝等）产品之一"]
["c0756415-22ec-11eb-bf70-fa163e0a8baf","5a38a90d-ac24-11e9-8460-fa163e0a8baf","国械注准20193171890","牙种植体系统","常州百康特医疗器械有限公司","常州百康特医疗器械有限公司","a2a95a65982211ecb3f890e2ba8d9d30","牙种植体系统-基台","（T系骨水平基台预成型）TSRC7.0-3.9","预成型","钛合金","C0702021380100110457","C07020213801001104570002367","06947600336716、06947600349075、06947600359050、06947600366652、06947600376637、06947600390985","申报企业自主确认为非招标产品、非中选产品或中选部件的附件（如覆盖螺丝、中央螺丝等）产品之一"]
["c0756742-22ec-11eb-bf70-fa163e0a8baf","5a38a90d-ac24-11e9-8460-fa163e0a8baf","国械注准20193171890","牙种植体系统","常州百康特医疗器械有限公司","常州百康特医疗器械有限公司","a2a95a65982211ecb3f890e2ba8d9d30","牙种植体系统-基台","（T系骨水平基台预成型）TSNC6.0-4.5","预成型","钛合金","C0702021380100110457","C07020213801001104570002368","06947600334101、06947600346463、06947600374022、06947600388371","申报企业自主确认为非招标产品、非中选产品或中选部件的附件（如覆盖螺丝、中央螺丝等）产品之一"]
["c0756c45-22ec-11eb-bf70-fa163e0a8baf","5a38a90d-ac24-11e9-8460-fa163e0a8baf","国械注准20193171890","牙种植体系统","常州百康特医疗器械有限公司","常州百康特医疗器械有限公司","a2a95a65982211ecb3f890e2ba8d9d30","牙种植体系统-基台","（T系骨水平基台预成型）TSRCN8.5-6.9","预成型","钛合金","C0702021380100110457","C07020213801001104570002371","06947600344636、06947600356992、06947600364597、06947600372196、06947600386544、06947600398905","申报企业自主确认为非招标产品、非中选产品或中选部件的附件（如覆盖螺丝、中央螺丝等）产品之一"]
["c0756de8-22ec-11eb-bf70-fa163e0a8baf","5a38a90d-ac24-11e9-8460-fa163e0a8baf","国械注准20193171890","牙种植体系统","常州百康特医疗器械有限公司","常州百康特医疗器械有限公司","a2a95a65982211ecb3f890e2ba8d9d30","牙种植体系统-基台","（T系骨水平基台预成型）TSRCN8.0-5.9","预成型","钛合金","C0702021380100110457","C07020213801001104570002372","06947600344056、06947600356417、06947600364016、06947600371618、06947600385967、06947600398325","申报企业自主确认为非招标产品、非中选产品或中选部件的附件（如覆盖螺丝、中央螺丝等）产品之一"]
["c0757128-22ec-11eb-bf70-fa163e0a8baf","5a38a90d-ac24-11e9-8460-fa163e0a8baf","国械注准20193171890","牙种植体系统","常州百康特医疗器械有限公司","常州百康特医疗器械有限公司","a2a95a65982211ecb3f890e2ba8d9d30","牙种植体系统-基台","（T系骨水平基台预成型）TSNC5.5-2.3","预成型","钛合金","C0702021380100110457","C07020213801001104570002374","06947600333111、06947600345473、06947600373032、06947600387381","申报企业自主确认为非招标产品、非中选产品或中选部件的附件（如覆盖螺丝、中央螺丝等）产品之一"]
["c075762c-22ec-11eb-bf70-fa163e0a8baf","5a38a90d-ac24-11e9-8460-fa163e0a8baf","国械注准20193171890","牙种植体系统","常州百康特医疗器械有限公司","常州百康特医疗器械有限公司","a2a95a65982211ecb3f890e2ba8d9d30","牙种植体系统-基台","（T系骨水平基台预成型）TSRC10.0-1.5","预成型","钛合金","C0702021380100110457","C07020213801001104570002377","06947600335443、06947600347804、06947600357780、06947600365389、06947600375364、06947600389712","申报企业自主确认为非招标产品、非中选产品或中选部件的附件（如覆盖螺丝、中央螺丝等）产品之一"]
["c0757ada-22ec-11eb-bf70-fa163e0a8baf","5a38a90d-ac24-11e9-8460-fa163e0a8baf","国械注准20193171890","牙种植体系统","常州百康特医疗器械有限公司","常州百康特医疗器械有限公司","a2a95a65982211ecb3f890e2ba8d9d30","牙种植体系统-基台","（T系骨水平基台预成型）TSRCN11.0-3.3","预成型","钛合金","C0702021380100110457","C07020213801001104570002380","06947600342595、06947600354956、06947600362555、06947600370154、06947600384502、06947600396864","申报企业自主确认为非招标产品、非中选产品或中选部件的附件（如覆盖螺丝、中央螺丝等）产品之一"]
["c0757c72-22ec-11eb-bf70-fa163e0a8baf","5a38a90d-ac24-11e9-8460-fa163e0a8baf","国械注准20193171890","牙种植体系统","常州百康特医疗器械有限公司","常州百康特医疗器械有限公司","a2a95a65982211ecb3f890e2ba8d9d30","牙种植体系统-基台","（T系骨水平基台预成型）TSRCN9.5-2.9","预成型","钛合金","C0702021380100110457","C07020213801001104570002381","06947600342373、06947600354734、06947600362333、06947600369936、06947600384281、06947600396642","申报企业自主确认为非招标产品、非中选产品或中选部件的附件（如覆盖螺丝、中央螺丝等）产品之一"]
["c0759925-22ec-11eb-bf70-fa163e0a8baf","5a38a90d-ac24-11e9-8460-fa163e0a8baf","国械注准20193171890","牙种植体系统","常州百康特医疗器械有限公司","常州百康特医疗器械有限公司","a2a95a65982211ecb3f890e2ba8d9d30","牙种植体系统-基台","（T系骨水平基台预成型）TSNCN8.0-4.3","预成型","钛合金","C0702021380100110457","C07020213801001104570002384","06947600340188、06947600352549、06947600382096、06947600394457","申报企业自主确认为非招标产品、非中选产品或中选部件的附件（如覆盖螺丝、中央螺丝等）产品之一"]
["c0759e9a-22ec-11eb-bf70-fa163e0a8baf","5a38a90d-ac24-11e9-8460-fa163e0a8baf","国械注准20193171890","牙种植体系统","常州百康特医疗器械有限公司","常州百康特医疗器械有限公司","a2a95a65982211ecb3f890e2ba8d9d30","牙种植体系统-基台","（T系骨水平基台预成型）TSNCN10.0-0.5","预成型","钛合金","C0702021380100110457","C07020213801001104570002387","06947600338680、06947600351047、06947600378600、06947600392958","申报企业自主确认为非招标产品、非中选产品或中选部件的附件（如覆盖螺丝、中央螺丝等）产品之一"]
["c076fb43-22ec-11eb-bf70-fa163e0a8baf","5a38a90d-ac24-11e9-8460-fa163e0a8baf","国械注准20193171890","牙种植体系统","常州百康特医疗器械有限公司","常州百康特医疗器械有限公司","a2a95a65982211ecb3f890e2ba8d9d30","牙种植体系统-基台","（T系骨水平基台预成型）TSRCN11.0-4.9","预成型","钛合金","C0702021380100110457","C07020213801001104570002389","06947600343547、06947600355908、06947600363507、06947600371106、06947600385455、06947600397816","申报企业自主确认为非招标产品、非中选产品或中选部件的附件（如覆盖螺丝、中央螺丝等）产品之一"]
["c07f4e57-22ec-11eb-bf70-fa163e0a8baf","5a38a90d-ac24-11e9-8460-fa163e0a8baf","国械注准20193171890","牙种植体系统","常州百康特医疗器械有限公司","常州百康特医疗器械有限公司","a2a95a65982211ecb3f890e2ba8d9d30","牙种植体系统-基台","（T系骨水平基台预成型）TSRC11.5-6.5","预成型","钛合金","C0702021380100110457","C07020213801001104570002390","06947600338321、06947600350682、06947600360667、06947600368267、06947600378242、06947600392590","申报企业自主确认为非招标产品、非中选产品或中选部件的附件（如覆盖螺丝、中央螺丝等）产品之一"]
["c0808b0e-22ec-11eb-bf70-fa163e0a8baf","5a38a90d-ac24-11e9-8460-fa163e0a8baf","国械注准20193171890","牙种植体系统","常州百康特医疗器械有限公司","常州百康特医疗器械有限公司","a2a95a65982211ecb3f890e2ba8d9d30","牙种植体系统-基台","（T系骨水平基台预成型）TSNCN7.0-3.5","预成型","钛合金","C0702021380100110457","C07020213801001104570002393","06947600339885、06947600352242、06947600379805、06947600394150","申报企业自主确认为非招标产品、非中选产品或中选部件的附件（如覆盖螺丝、中央螺丝等）产品之一"]
["c0813ffb-22ec-11eb-bf70-fa163e0a8baf","5a38a90d-ac24-11e9-8460-fa163e0a8baf","国械注准20193171890","牙种植体系统","常州百康特医疗器械有限公司","常州百康特医疗器械有限公司","a2a95a65982211ecb3f890e2ba8d9d30","牙种植体系统-基台","（T系骨水平基台预成型）TSNCN8.0-4.9","预成型","钛合金","C0702021380100110457","C07020213801001104570002394","06947600340461、06947600352822、06947600382379、06947600394730","申报企业自主确认为非招标产品、非中选产品或中选部件的附件（如覆盖螺丝、中央螺丝等）产品之一"]
["c081cb0e-22ec-11eb-bf70-fa163e0a8baf","5a38a90d-ac24-11e9-8460-fa163e0a8baf","国械注准20193171890","牙种植体系统","常州百康特医疗器械有限公司","常州百康特医疗器械有限公司","a2a95a65982211ecb3f890e2ba8d9d30","牙种植体系统-基台","（T系骨水平基台预成型）TSRCN10.5-3.5","预成型","钛合金","C0702021380100110457","C07020213801001104570002397","06947600342779、06947600355137、06947600362739、06947600370338、06947600384687、06947600397045","申报企业自主确认为非招标产品、非中选产品或中选部件的附件（如覆盖螺丝、中央螺丝等）产品之一"]
["c081ce40-22ec-11eb-bf70-fa163e0a8baf","5a38a90d-ac24-11e9-8460-fa163e0a8baf","国械注准20193171890","牙种植体系统","常州百康特医疗器械有限公司","常州百康特医疗器械有限公司","a2a95a65982211ecb3f890e2ba8d9d30","牙种植体系统-基台","（T系骨水平基台预成型）TSRC11.5-5.5","预成型","钛合金","C0702021380100110457","C07020213801001104570002399","06947600337751、06947600350118、06947600360094、06947600367693、06947600377672、06947600392026","申报企业自主确认为非招标产品、非中选产品或中选部件的附件（如覆盖螺丝、中央螺丝等）产品之一"]
["c081d3a2-22ec-11eb-bf70-fa163e0a8baf","5a38a90d-ac24-11e9-8460-fa163e0a8baf","国械注准20193171890","牙种植体系统","常州百康特医疗器械有限公司","常州百康特医疗器械有限公司","a2a95a65982211ecb3f890e2ba8d9d30","牙种植体系统-基台","（T系骨水平基台预成型）TSNC8.5-1.9","预成型","钛合金","C0702021380100110457","C07020213801001104570002402","06947600333036、06947600345398、06947600372950、06947600387305","申报企业自主确认为非招标产品、非中选产品或中选部件的附件（如覆盖螺丝、中央螺丝等）产品之一"]
["c081d52f-22ec-11eb-bf70-fa163e0a8baf","5a38a90d-ac24-11e9-8460-fa163e0a8baf","国械注准20193171890","牙种植体系统","常州百康特医疗器械有限公司","常州百康特医疗器械有限公司","a2a95a65982211ecb3f890e2ba8d9d30","牙种植体系统-基台","（T系骨水平基台预成型）TSRCN9.0-3.3","预成型","钛合金","C0702021380100110457","C07020213801001104570002403","06947600342557、06947600354918、06947600362517、06947600370116、06947600384465、06947600396826","申报企业自主确认为非招标产品、非中选产品或中选部件的附件（如覆盖螺丝、中央螺丝等）产品之一"]
["c081d9ec-22ec-11eb-bf70-fa163e0a8baf","5a38a90d-ac24-11e9-8460-fa163e0a8baf","国械注准20193171890","牙种植体系统","常州百康特医疗器械有限公司","常州百康特医疗器械有限公司","a2a95a65982211ecb3f890e2ba8d9d30","牙种植体系统-基台","（T系骨水平基台预成型）TSRCN7.0-6.9","预成型","钛合金","C0702021380100110457","C07020213801001104570002406","06947600344605、06947600356967、06947600364566、06947600372165、06947600386513、06947600398875","申报企业自主确认为非招标产品、非中选产品或中选部件的附件（如覆盖螺丝、中央螺丝等）产品之一"]
["c081debc-22ec-11eb-bf70-fa163e0a8baf","5a38a90d-ac24-11e9-8460-fa163e0a8baf","国械注准20193171890","牙种植体系统","常州百康特医疗器械有限公司","常州百康特医疗器械有限公司","a2a95a65982211ecb3f890e2ba8d9d30","牙种植体系统-基台","（T系骨水平基台预成型）TSRCN6.5-1.9","预成型","钛合金","C0702021380100110457","C07020213801001104570002409","06947600341741、06947600354109、06947600361701、06947600369301、06947600383659、06947600396017","申报企业自主确认为非招标产品、非中选产品或中选部件的附件（如覆盖螺丝、中央螺丝等）产品之一"]
["c081e1f4-22ec-11eb-bf70-fa163e0a8baf","5a38a90d-ac24-11e9-8460-fa163e0a8baf","国械注准20193171890","牙种植体系统","常州百康特医疗器械有限公司","常州百康特医疗器械有限公司","a2a95a65982211ecb3f890e2ba8d9d30","牙种植体系统-基台","（T系骨水平基台预成型）TSRC8.5-5.3","预成型","钛合金","C0702021380100110457","C07020213801001104570002411","06947600337508、06947600349860、06947600359845、06947600367444、06947600377429、06947600391777","申报企业自主确认为非招标产品、非中选产品或中选部件的附件（如覆盖螺丝、中央螺丝等）产品之一"]
["c081e384-22ec-11eb-bf70-fa163e0a8baf","5a38a90d-ac24-11e9-8460-fa163e0a8baf","国械注准20193171890","牙种植体系统","常州百康特医疗器械有限公司","常州百康特医疗器械有限公司","a2a95a65982211ecb3f890e2ba8d9d30","牙种植体系统-基台","（T系骨水平基台预成型）TSRC12.5-0.9","预成型","钛合金","C0702021380100110457","C07020213801001104570002412","06947600335115、06947600347477、06947600357452、06947600365051、06947600375036、06947600389385","申报企业自主确认为非招标产品、非中选产品或中选部件的附件（如覆盖螺丝、中央螺丝等）产品之一"]
["c081e829-22ec-11eb-bf70-fa163e0a8baf","5a38a90d-ac24-11e9-8460-fa163e0a8baf","国械注准20193171890","牙种植体系统","常州百康特医疗器械有限公司","常州百康特医疗器械有限公司","a2a95a65982211ecb3f890e2ba8d9d30","牙种植体系统-基台","（T系骨水平基台预成型）TSNCN8.0-5.9","预成型","钛合金","C0702021380100110457","C07020213801001104570002415","06947600340881、06947600353249、06947600382799、06947600395157","申报企业自主确认为非招标产品、非中选产品或中选部件的附件（如覆盖螺丝、中央螺丝等）产品之一"]
["c081e9b0-22ec-11eb-bf70-fa163e0a8baf","5a38a90d-ac24-11e9-8460-fa163e0a8baf","国械注准20193171890","牙种植体系统","常州百康特医疗器械有限公司","常州百康特医疗器械有限公司","a2a95a65982211ecb3f890e2ba8d9d30","牙种植体系统-基台","（T系骨水平基台预成型）TSNCN4.0-2.5","预成型","钛合金","C0702021380100110457","C07020213801001104570002416","06947600339403、06947600351764、06947600379324、06947600393672","申报企业自主确认为非招标产品、非中选产品或中选部件的附件（如覆盖螺丝、中央螺丝等）产品之一"]
["c082242c-22ec-11eb-bf70-fa163e0a8baf","5a38a90d-ac24-11e9-8460-fa163e0a8baf","国械注准20193171890","牙种植体系统","常州百康特医疗器械有限公司","常州百康特医疗器械有限公司","a2a95a65982211ecb3f890e2ba8d9d30","牙种植体系统-基台","（T系骨水平基台预成型）TSNCN8.0-2.3","预成型","钛合金","C0702021380100110457","C07020213801001104570002419","06947600339342、06947600351702、06947600379263、06947600393610","申报企业自主确认为非招标产品、非中选产品或中选部件的附件（如覆盖螺丝、中央螺丝等）产品之一"]
["c082276f-22ec-11eb-bf70-fa163e0a8baf","5a38a90d-ac24-11e9-8460-fa163e0a8baf","国械注准20193171890","牙种植体系统","常州百康特医疗器械有限公司","常州百康特医疗器械有限公司","a2a95a65982211ecb3f890e2ba8d9d30","牙种植体系统-基台","（T系骨水平基台预成型）TSRCN12.5-4.3","预成型","钛合金","C0702021380100110457","C07020213801001104570002421","06947600343196、06947600355557、06947600363156、06947600370758、06947600385103、06947600397465","申报企业自主确认为非招标产品、非中选产品或中选部件的附件（如覆盖螺丝、中央螺丝等）产品之一"]
["c0822c4d-22ec-11eb-bf70-fa163e0a8baf","5a38a90d-ac24-11e9-8460-fa163e0a8baf","国械注准20193171890","牙种植体系统","常州百康特医疗器械有限公司","常州百康特医疗器械有限公司","a2a95a65982211ecb3f890e2ba8d9d30","牙种植体系统-基台","（T系骨水平基台预成型）TSNCN4.0-4.9","预成型","钛合金","C0702021380100110457","C07020213801001104570002424","06947600340386、06947600352747、06947600382294、06947600394655","申报企业自主确认为非招标产品、非中选产品或中选部件的附件（如覆盖螺丝、中央螺丝等）产品之一"]
["c0822ddd-22ec-11eb-bf70-fa163e0a8baf","5a38a90d-ac24-11e9-8460-fa163e0a8baf","国械注准20193171890","牙种植体系统","常州百康特医疗器械有限公司","常州百康特医疗器械有限公司","a2a95a65982211ecb3f890e2ba8d9d30","牙种植体系统-基台","（T系骨水平基台预成型）TSNC5.0-4.5","预成型","钛合金","C0702021380100110457","C07020213801001104570002425","06947600334088、06947600346449、06947600374008、06947600388357","申报企业自主确认为非招标产品、非中选产品或中选部件的附件（如覆盖螺丝、中央螺丝等）产品之一"]
["c082329a-22ec-11eb-bf70-fa163e0a8baf","5a38a90d-ac24-11e9-8460-fa163e0a8baf","国械注准20193171890","牙种植体系统","常州百康特医疗器械有限公司","常州百康特医疗器械有限公司","a2a95a65982211ecb3f890e2ba8d9d30","牙种植体系统-基台","（T系骨水平基台预成型）TSRC4.0-1.5","预成型","钛合金","C0702021380100110457","C07020213801001104570002428","06947600335320、06947600347682、06947600357667、06947600365266、06947600375241、06947600389590","申报企业自主确认为非招标产品、非中选产品或中选部件的附件（如覆盖螺丝、中央螺丝等）产品之一"]
["c082342a-22ec-11eb-bf70-fa163e0a8baf","5a38a90d-ac24-11e9-8460-fa163e0a8baf","国械注准20193171890","牙种植体系统","常州百康特医疗器械有限公司","常州百康特医疗器械有限公司","a2a95a65982211ecb3f890e2ba8d9d30","牙种植体系统-基台","（T系骨水平基台预成型）TSRC6.0-1.5","预成型","钛合金","C0702021380100110457","C07020213801001104570002429","06947600335368、06947600347729、06947600357704、06947600365303、06947600375289、06947600389637","申报企业自主确认为非招标产品、非中选产品或中选部件的附件（如覆盖螺丝、中央螺丝等）产品之一"]
["c0823a95-22ec-11eb-bf70-fa163e0a8baf","5a38a90d-ac24-11e9-8460-fa163e0a8baf","国械注准20193171890","牙种植体系统","常州百康特医疗器械有限公司","常州百康特医疗器械有限公司","a2a95a65982211ecb3f890e2ba8d9d30","牙种植体系统-基台","（T系骨水平基台预成型）TSRC6.5-4.3","预成型","钛合金","C0702021380100110457","C07020213801001104570002432","06947600336891、06947600349259、06947600359234、06947600366836、06947600376811、06947600391166","申报企业自主确认为非招标产品、非中选产品或中选部件的附件（如覆盖螺丝、中央螺丝等）产品之一"]
["c0823deb-22ec-11eb-bf70-fa163e0a8baf","5a38a90d-ac24-11e9-8460-fa163e0a8baf","国械注准20193171890","牙种植体系统","常州百康特医疗器械有限公司","常州百康特医疗器械有限公司","a2a95a65982211ecb3f890e2ba8d9d30","牙种植体系统-基台","（T系骨水平基台预成型）TSRC9.5-0.5","预成型","钛合金","C0702021380100110457","C07020213801001104570002434","06947600334866、06947600347224、06947600357209、06947600364801、06947600374787、06947600389132","申报企业自主确认为非招标产品、非中选产品或中选部件的附件（如覆盖螺丝、中央螺丝等）产品之一"]
["c0824284-22ec-11eb-bf70-fa163e0a8baf","5a38a90d-ac24-11e9-8460-fa163e0a8baf","国械注准20193171890","牙种植体系统","常州百康特医疗器械有限公司","常州百康特医疗器械有限公司","a2a95a65982211ecb3f890e2ba8d9d30","牙种植体系统-基台","（T系骨水平基台预成型）TSNC10.0-1.3","预成型","钛合金","C0702021380100110457","C07020213801001104570002437","06947600332787、06947600345145、06947600372707、06947600387053","申报企业自主确认为非招标产品、非中选产品或中选部件的附件（如覆盖螺丝、中央螺丝等）产品之一"]
["c082444a-22ec-11eb-bf70-fa163e0a8baf","5a38a90d-ac24-11e9-8460-fa163e0a8baf","国械注准20193171890","牙种植体系统","常州百康特医疗器械有限公司","常州百康特医疗器械有限公司","a2a95a65982211ecb3f890e2ba8d9d30","牙种植体系统-基台","（T系骨水平基台预成型）TSRCN6.5-5.5","预成型","钛合金","C0702021380100110457","C07020213801001104570002438","06947600343837、06947600356196、06947600363798、06947600371397、06947600385745、06947600398103","申报企业自主确认为非招标产品、非中选产品或中选部件的附件（如覆盖螺丝、中央螺丝等）产品之一"]
["c082492b-22ec-11eb-bf70-fa163e0a8baf","5a38a90d-ac24-11e9-8460-fa163e0a8baf","国械注准20193171890","牙种植体系统","常州百康特医疗器械有限公司","常州百康特医疗器械有限公司","a2a95a65982211ecb3f890e2ba8d9d30","牙种植体系统-基台","（T系骨水平基台预成型）TSRC12.5-1.3","预成型","钛合金","C0702021380100110457","C07020213801001104570002441","06947600335306、06947600347668、06947600357643、06947600365242、06947600375227、06947600389574","申报企业自主确认为非招标产品、非中选产品或中选部件的附件（如覆盖螺丝、中央螺丝等）产品之一"]
["c0824ac0-22ec-11eb-bf70-fa163e0a8baf","5a38a90d-ac24-11e9-8460-fa163e0a8baf","国械注准20193171890","牙种植体系统","常州百康特医疗器械有限公司","常州百康特医疗器械有限公司","a2a95a65982211ecb3f890e2ba8d9d30","牙种植体系统-基台","（T系骨水平基台预成型）TSRCN12.5-5.9","预成型","钛合金","C0702021380100110457","C07020213801001104570002442","06947600344148、06947600356509、06947600364108、06947600371700、06947600386056、06947600398417","申报企业自主确认为非招标产品、非中选产品或中选部件的附件（如覆盖螺丝、中央螺丝等）产品之一"]
["c08250e6-22ec-11eb-bf70-fa163e0a8baf","5a38a90d-ac24-11e9-8460-fa163e0a8baf","国械注准20193171890","牙种植体系统","常州百康特医疗器械有限公司","常州百康特医疗器械有限公司","a2a95a65982211ecb3f890e2ba8d9d30","牙种植体系统-基台","（T系骨水平基台预成型）TSNC5.0-4.9","预成型","钛合金","C0702021380100110457","C07020213801001104570002446","06947600334224、06947600346586、06947600374145、06947600388496","申报企业自主确认为非招标产品、非中选产品或中选部件的附件（如覆盖螺丝、中央螺丝等）产品之一"]
["c082526d-22ec-11eb-bf70-fa163e0a8baf","5a38a90d-ac24-11e9-8460-fa163e0a8baf","国械注准20193171890","牙种植体系统","常州百康特医疗器械有限公司","常州百康特医疗器械有限公司","a2a95a65982211ecb3f890e2ba8d9d30","牙种植体系统-基台","（T系骨水平基台预成型）TSNC6.0-1.5","预成型","钛合金","C0702021380100110457","C07020213801001104570002447","06947600332848、06947600345206、06947600372769、06947600387114","申报企业自主确认为非招标产品、非中选产品或中选部件的附件（如覆盖螺丝、中央螺丝等）产品之一"]
["c082570d-22ec-11eb-bf70-fa163e0a8baf","5a38a90d-ac24-11e9-8460-fa163e0a8baf","国械注准20193171890","牙种植体系统","常州百康特医疗器械有限公司","常州百康特医疗器械有限公司","a2a95a65982211ecb3f890e2ba8d9d30","牙种植体系统-基台","（T系骨水平基台预成型）TSRCN5.0-1.5","预成型","钛合金","C0702021380100110457","C07020213801001104570002450","06947600341529、06947600353881、06947600361480、06947600369080、06947600383437、06947600395791","申报企业自主确认为非招标产品、非中选产品或中选部件的附件（如覆盖螺丝、中央螺丝等）产品之一"]
["c082594e-22ec-11eb-bf70-fa163e0a8baf","5a38a90d-ac24-11e9-8460-fa163e0a8baf","国械注准20193171890","牙种植体系统","常州百康特医疗器械有限公司","常州百康特医疗器械有限公司","a2a95a65982211ecb3f890e2ba8d9d30","牙种植体系统-基台","（T系骨水平基台预成型）TSNCN8.5-5.5","预成型","钛合金","C0702021380100110457","C07020213801001104570002451","06947600340751、06947600353119、06947600382669、06947600395027","申报企业自主确认为非招标产品、非中选产品或中选部件的附件（如覆盖螺丝、中央螺丝等）产品之一"]
["c0825f81-22ec-11eb-bf70-fa163e0a8baf","5a38a90d-ac24-11e9-8460-fa163e0a8baf","国械注准20193171890","牙种植体系统","常州百康特医疗器械有限公司","常州百康特医疗器械有限公司","a2a95a65982211ecb3f890e2ba8d9d30","牙种植体系统-基台","（T系骨水平基台预成型）TSRCN10.0-4.5","预成型","钛合金","C0702021380100110457","C07020213801001104570002455","06947600343332、06947600355694、06947600363293、06947600370895、06947600385240、06947600397601","申报企业自主确认为非招标产品、非中选产品或中选部件的附件（如覆盖螺丝、中央螺丝等）产品之一"]
["c082610b-22ec-11eb-bf70-fa163e0a8baf","5a38a90d-ac24-11e9-8460-fa163e0a8baf","国械注准20193171890","牙种植体系统","常州百康特医疗器械有限公司","常州百康特医疗器械有限公司","a2a95a65982211ecb3f890e2ba8d9d30","牙种植体系统-基台","（T系骨水平基台预成型）TSNC6.5-5.3","预成型","钛合金","C0702021380100110457","C07020213801001104570002456","06947600334392、06947600346753、06947600374312、06947600388661","申报企业自主确认为非招标产品、非中选产品或中选部件的附件（如覆盖螺丝、中央螺丝等）产品之一"]
["c08265ac-22ec-11eb-bf70-fa163e0a8baf","5a38a90d-ac24-11e9-8460-fa163e0a8baf","国械注准20193171890","牙种植体系统","常州百康特医疗器械有限公司","常州百康特医疗器械有限公司","a2a95a65982211ecb3f890e2ba8d9d30","牙种植体系统-基台","（T系骨水平基台预成型）TSRC6.0-5.5","预成型","钛合金","C0702021380100110457","C07020213801001104570002459","06947600337645、06947600350002、06947600359988、06947600367581、06947600377566、06947600391913","申报企业自主确认为非招标产品、非中选产品或中选部件的附件（如覆盖螺丝、中央螺丝等）产品之一"]
["c0826734-22ec-11eb-bf70-fa163e0a8baf","5a38a90d-ac24-11e9-8460-fa163e0a8baf","国械注准20193171890","牙种植体系统","常州百康特医疗器械有限公司","常州百康特医疗器械有限公司","a2a95a65982211ecb3f890e2ba8d9d30","牙种植体系统-基台","（T系骨水平基台预成型）TSRCN10.5-3.9","预成型","钛合金","C0702021380100110457","C07020213801001104570002460","06947600342960、06947600355328、06947600362920、06947600370529、06947600384878、06947600397236","申报企业自主确认为非招标产品、非中选产品或中选部件的附件（如覆盖螺丝、中央螺丝等）产品之一"]
["c0826bd3-22ec-11eb-bf70-fa163e0a8baf","5a38a90d-ac24-11e9-8460-fa163e0a8baf","国械注准20193171890","牙种植体系统","常州百康特医疗器械有限公司","常州百康特医疗器械有限公司","a2a95a65982211ecb3f890e2ba8d9d30","牙种植体系统-基台","（T系骨水平基台预成型）TSNCN6.0-1.3","预成型","钛合金","C0702021380100110457","C07020213801001104570002463","06947600338882、06947600351245、06947600378808、06947600393153","申报企业自主确认为非招标产品、非中选产品或中选部件的附件（如覆盖螺丝、中央螺丝等）产品之一"]
["c0826d8e-22ec-11eb-bf70-fa163e0a8baf","5a38a90d-ac24-11e9-8460-fa163e0a8baf","国械注准20193171890","牙种植体系统","常州百康特医疗器械有限公司","常州百康特医疗器械有限公司","a2a95a65982211ecb3f890e2ba8d9d30","牙种植体系统-基台","（T系骨水平基台预成型）TSRC8.5-1.3","预成型","钛合金","C0702021380100110457","C07020213801001104570002464","06947600335221、06947600347583、06947600357568、06947600365167、06947600375142、06947600389499","申报企业自主确认为非招标产品、非中选产品或中选部件的附件（如覆盖螺丝、中央螺丝等）产品之一"]
["c0827485-22ec-11eb-bf70-fa163e0a8baf","5a38a90d-ac24-11e9-8460-fa163e0a8baf","国械注准20193171890","牙种植体系统","常州百康特医疗器械有限公司","常州百康特医疗器械有限公司","a2a95a65982211ecb3f890e2ba8d9d30","牙种植体系统-基台","（T系骨水平基台预成型）TSRC12.0-5.3","预成型","钛合金","C0702021380100110457","C07020213801001104570002468","06947600337577、06947600349938、06947600359913、06947600367512、06947600377492、06947600391845","申报企业自主确认为非招标产品、非中选产品或中选部件的附件（如覆盖螺丝、中央螺丝等）产品之一"]
["c082760d-22ec-11eb-bf70-fa163e0a8baf","5a38a90d-ac24-11e9-8460-fa163e0a8baf","国械注准20193171890","牙种植体系统","常州百康特医疗器械有限公司","常州百康特医疗器械有限公司","a2a95a65982211ecb3f890e2ba8d9d30","牙种植体系统-基台","（T系骨水平基台预成型）TSNCN6.0-0.5","预成型","钛合金","C0702021380100110457","C07020213801001104570002469","06947600338604、06947600350965、06947600378525、06947600392873","申报企业自主确认为非招标产品、非中选产品或中选部件的附件（如覆盖螺丝、中央螺丝等）产品之一"]
["c0827be2-22ec-11eb-bf70-fa163e0a8baf","5a38a90d-ac24-11e9-8460-fa163e0a8baf","国械注准20193171890","牙种植体系统","常州百康特医疗器械有限公司","常州百康特医疗器械有限公司","a2a95a65982211ecb3f890e2ba8d9d30","牙种植体系统-基台","（T系骨水平基台预成型）TSRC10.0-3.5","预成型","钛合金","C0702021380100110457","C07020213801001104570002472","06947600336587、06947600348948、06947600358923、06947600366522、06947600376507、06947600390855","申报企业自主确认为非招标产品、非中选产品或中选部件的附件（如覆盖螺丝、中央螺丝等）产品之一"]
["c0827de6-22ec-11eb-bf70-fa163e0a8baf","5a38a90d-ac24-11e9-8460-fa163e0a8baf","国械注准20193171890","牙种植体系统","常州百康特医疗器械有限公司","常州百康特医疗器械有限公司","a2a95a65982211ecb3f890e2ba8d9d30","牙种植体系统-基台","（T系骨水平基台预成型）TSRC5.0-3.3","预成型","钛合金","C0702021380100110457","C07020213801001104570002473","06947600336297、06947600348658、06947600358633、06947600366232、06947600376217、06947600390565","申报企业自主确认为非招标产品、非中选产品或中选部件的附件（如覆盖螺丝、中央螺丝等）产品之一"]
["c08285ad-22ec-11eb-bf70-fa163e0a8baf","5a38a90d-ac24-11e9-8460-fa163e0a8baf","国械注准20193171890","牙种植体系统","常州百康特医疗器械有限公司","常州百康特医疗器械有限公司","a2a95a65982211ecb3f890e2ba8d9d30","牙种植体系统-基台","（T系骨水平基台预成型）TSRCN6.5-1.3","预成型","钛合金","C0702021380100110457","C07020213801001104570002477","06947600341369、06947600353720、06947600361329、06947600368922、06947600383277、06947600395638","申报企业自主确认为非招标产品、非中选产品或中选部件的附件（如覆盖螺丝、中央螺丝等）产品之一"]
["c0828737-22ec-11eb-bf70-fa163e0a8baf","5a38a90d-ac24-11e9-8460-fa163e0a8baf","国械注准20193171890","牙种植体系统","常州百康特医疗器械有限公司","常州百康特医疗器械有限公司","a2a95a65982211ecb3f890e2ba8d9d30","牙种植体系统-基台","（T系骨水平基台预成型）TSRCN11.5-3.3","预成型","钛合金","C0702021380100110457","C07020213801001104570002478","06947600342601、06947600354963、06947600362562、06947600370161、06947600384519、06947600396871","申报企业自主确认为非招标产品、非中选产品或中选部件的附件（如覆盖螺丝、中央螺丝等）产品之一"]
["c0828c5f-22ec-11eb-bf70-fa163e0a8baf","5a38a90d-ac24-11e9-8460-fa163e0a8baf","国械注准20193171890","牙种植体系统","常州百康特医疗器械有限公司","常州百康特医疗器械有限公司","a2a95a65982211ecb3f890e2ba8d9d30","牙种植体系统-基台","（T系骨水平基台预成型）TSNC7.5-5.3","预成型","钛合金","C0702021380100110457","C07020213801001104570002481","06947600334415、06947600346777、06947600374336、06947600388685","申报企业自主确认为非招标产品、非中选产品或中选部件的附件（如覆盖螺丝、中央螺丝等）产品之一"]
["c0828e16-22ec-11eb-bf70-fa163e0a8baf","5a38a90d-ac24-11e9-8460-fa163e0a8baf","国械注准20193171890","牙种植体系统","常州百康特医疗器械有限公司","常州百康特医疗器械有限公司","a2a95a65982211ecb3f890e2ba8d9d30","牙种植体系统-基台","（T系骨水平基台预成型）TSRC4.0-1.9","预成型","钛合金","C0702021380100110457","C07020213801001104570002482","06947600335511、06947600347873、06947600357858、06947600365457、06947600375432、06947600389789","申报企业自主确认为非招标产品、非中选产品或中选部件的附件（如覆盖螺丝、中央螺丝等）产品之一"]
["c08292e4-22ec-11eb-bf70-fa163e0a8baf","5a38a90d-ac24-11e9-8460-fa163e0a8baf","国械注准20193171890","牙种植体系统","常州百康特医疗器械有限公司","常州百康特医疗器械有限公司","a2a95a65982211ecb3f890e2ba8d9d30","牙种植体系统-基台","（T系骨水平基台预成型）TSRCN9.0-4.3","预成型","钛合金","C0702021380100110457","C07020213801001104570002485","06947600343127、06947600355489、06947600363088、06947600370680、06947600385035、06947600397393","申报企业自主确认为非招标产品、非中选产品或中选部件的附件（如覆盖螺丝、中央螺丝等）产品之一"]
["c082964f-22ec-11eb-bf70-fa163e0a8baf","5a38a90d-ac24-11e9-8460-fa163e0a8baf","国械注准20193171890","牙种植体系统","常州百康特医疗器械有限公司","常州百康特医疗器械有限公司","a2a95a65982211ecb3f890e2ba8d9d30","牙种植体系统-基台","（T系骨水平基台预成型）TSRC8.0-6.3","预成型","钛合金","C0702021380100110457","C07020213801001104570002487","06947600338062、06947600350422、06947600360407、06947600368007、06947600377984、06947600392330","申报企业自主确认为非招标产品、非中选产品或中选部件的附件（如覆盖螺丝、中央螺丝等）产品之一"]
["c0829b00-22ec-11eb-bf70-fa163e0a8baf","5a38a90d-ac24-11e9-8460-fa163e0a8baf","国械注准20193171890","牙种植体系统","常州百康特医疗器械有限公司","常州百康特医疗器械有限公司","a2a95a65982211ecb3f890e2ba8d9d30","牙种植体系统-基台","（T系骨水平基台预成型）TSRCN4.5-2.9","预成型","钛合金","C0702021380100110457","C07020213801001104570002490","06947600342274、06947600354635、06947600362234、06947600369837、06947600384182、06947600396543","申报企业自主确认为非招标产品、非中选产品或中选部件的附件（如覆盖螺丝、中央螺丝等）产品之一"]
["c0829c9a-22ec-11eb-bf70-fa163e0a8baf","5a38a90d-ac24-11e9-8460-fa163e0a8baf","国械注准20193171890","牙种植体系统","常州百康特医疗器械有限公司","常州百康特医疗器械有限公司","a2a95a65982211ecb3f890e2ba8d9d30","牙种植体系统-基台","（T系骨水平基台预成型）TSNC9.5-3.3","预成型","钛合金","C0702021380100110457","C07020213801001104570002491","06947600333616、06947600345978、06947600373537、06947600387884","申报企业自主确认为非招标产品、非中选产品或中选部件的附件（如覆盖螺丝、中央螺丝等）产品之一"]
["c082a12d-22ec-11eb-bf70-fa163e0a8baf","5a38a90d-ac24-11e9-8460-fa163e0a8baf","国械注准20193171890","牙种植体系统","常州百康特医疗器械有限公司","常州百康特医疗器械有限公司","a2a95a65982211ecb3f890e2ba8d9d30","牙种植体系统-基台","（T系骨水平基台预成型）TSRCN5.0-2.9","预成型","钛合金","C0702021380100110457","C07020213801001104570002494","06947600342281、06947600354642、06947600362241、06947600369844、06947600384199、06947600396550","申报企业自主确认为非招标产品、非中选产品或中选部件的附件（如覆盖螺丝、中央螺丝等）产品之一"]
["c082a2d0-22ec-11eb-bf70-fa163e0a8baf","5a38a90d-ac24-11e9-8460-fa163e0a8baf","国械注准20193171890","牙种植体系统","常州百康特医疗器械有限公司","常州百康特医疗器械有限公司","a2a95a65982211ecb3f890e2ba8d9d30","牙种植体系统-基台","（T系骨水平基台预成型）TSRC5.0-2.3","预成型","钛合金","C0702021380100110457","C07020213801001104570002495","06947600335726、06947600348085、06947600358060、06947600365662、06947600375647、06947600389994","申报企业自主确认为非招标产品、非中选产品或中选部件的附件（如覆盖螺丝、中央螺丝等）产品之一"]
["c082a5eb-22ec-11eb-bf70-fa163e0a8baf","5a38a90d-ac24-11e9-8460-fa163e0a8baf","国械注准20193171890","牙种植体系统","常州百康特医疗器械有限公司","常州百康特医疗器械有限公司","a2a95a65982211ecb3f890e2ba8d9d30","牙种植体系统-基台","（T系骨水平基台预成型）TSNC10.0-3.3","预成型","钛合金","C0702021380100110457","C07020213801001104570002497","06947600333623、06947600345985、06947600373544、06947600387897","申报企业自主确认为非招标产品、非中选产品或中选部件的附件（如覆盖螺丝、中央螺丝等）产品之一"]
["c082ac50-22ec-11eb-bf70-fa163e0a8baf","5a38a90d-ac24-11e9-8460-fa163e0a8baf","国械注准20193171890","牙种植体系统","常州百康特医疗器械有限公司","常州百康特医疗器械有限公司","a2a95a65982211ecb3f890e2ba8d9d30","牙种植体系统-基台","（T系骨水平基台预成型）TSRCN13.0-6.9","预成型","钛合金","C0702021380100110457","C07020213801001104570002500","06947600344728、06947600357087、06947600364689、06947600372288、06947600386636、06947600398992","申报企业自主确认为非招标产品、非中选产品或中选部件的附件（如覆盖螺丝、中央螺丝等）产品之一"]
["c082b144-22ec-11eb-bf70-fa163e0a8baf","5a38a90d-ac24-11e9-8460-fa163e0a8baf","国械注准20193171890","牙种植体系统","常州百康特医疗器械有限公司","常州百康特医疗器械有限公司","a2a95a65982211ecb3f890e2ba8d9d30","牙种植体系统-基台","（T系骨水平基台预成型）TSRC11.5-1.3","预成型","钛合金","C0702021380100110457","C07020213801001104570002503","06947600335283、06947600347644、06947600357629、06947600365228、06947600375203、06947600389552","申报企业自主确认为非招标产品、非中选产品或中选部件的附件（如覆盖螺丝、中央螺丝等）产品之一"]
["c082b2d6-22ec-11eb-bf70-fa163e0a8baf","5a38a90d-ac24-11e9-8460-fa163e0a8baf","国械注准20193171890","牙种植体系统","常州百康特医疗器械有限公司","常州百康特医疗器械有限公司","a2a95a65982211ecb3f890e2ba8d9d30","牙种植体系统-基台","（T系骨水平基台预成型）TSRC12.0-2.5","预成型","钛合金","C0702021380100110457","C07020213801001104570002504","06947600336051、06947600348412、06947600358392、06947600365990、06947600375975、06947600390329","申报企业自主确认为非招标产品、非中选产品或中选部件的附件（如覆盖螺丝、中央螺丝等）产品之一"]
["c082b787-22ec-11eb-bf70-fa163e0a8baf","5a38a90d-ac24-11e9-8460-fa163e0a8baf","国械注准20193171890","牙种植体系统","常州百康特医疗器械有限公司","常州百康特医疗器械有限公司","a2a95a65982211ecb3f890e2ba8d9d30","牙种植体系统-基台","（T系骨水平基台预成型）TSRCN10.0-4.3","预成型","钛合金","C0702021380100110457","C07020213801001104570002507","06947600343141、06947600355502、06947600363101、06947600370703、06947600385059、06947600397410","申报企业自主确认为非招标产品、非中选产品或中选部件的附件（如覆盖螺丝、中央螺丝等）产品之一"]
["c082bc86-22ec-11eb-bf70-fa163e0a8baf","5a38a90d-ac24-11e9-8460-fa163e0a8baf","国械注准20193171890","牙种植体系统","常州百康特医疗器械有限公司","常州百康特医疗器械有限公司","a2a95a65982211ecb3f890e2ba8d9d30","牙种植体系统-基台","（T系骨水平基台预成型）TSNC6.0-2.3","预成型","钛合金","C0702021380100110457","C07020213801001104570002510","06947600333128、06947600345480、06947600373049、06947600387392","申报企业自主确认为非招标产品、非中选产品或中选部件的附件（如覆盖螺丝、中央螺丝等）产品之一"]
["c082be15-22ec-11eb-bf70-fa163e0a8baf","5a38a90d-ac24-11e9-8460-fa163e0a8baf","国械注准20193171890","牙种植体系统","常州百康特医疗器械有限公司","常州百康特医疗器械有限公司","a2a95a65982211ecb3f890e2ba8d9d30","牙种植体系统-基台","（T系骨水平基台预成型）TSRCN8.5-5.3","预成型","钛合金","C0702021380100110457","C07020213801001104570002511","06947600343684、06947600356042、06947600363644、06947600371243、06947600385592、06947600397953","申报企业自主确认为非招标产品、非中选产品或中选部件的附件（如覆盖螺丝、中央螺丝等）产品之一"]
["c082c150-22ec-11eb-bf70-fa163e0a8baf","5a38a90d-ac24-11e9-8460-fa163e0a8baf","国械注准20193171890","牙种植体系统","常州百康特医疗器械有限公司","常州百康特医疗器械有限公司","a2a95a65982211ecb3f890e2ba8d9d30","牙种植体系统-基台","（T系骨水平基台预成型）TSRCN8.5-5.5","预成型","钛合金","C0702021380100110457","C07020213801001104570002512","06947600343875、06947600356233、06947600363835、06947600371434、06947600385783、06947600398141","申报企业自主确认为非招标产品、非中选产品或中选部件的附件（如覆盖螺丝、中央螺丝等）产品之一"]
["c082c322-22ec-11eb-bf70-fa163e0a8baf","5a38a90d-ac24-11e9-8460-fa163e0a8baf","国械注准20193171890","牙种植体系统","常州百康特医疗器械有限公司","常州百康特医疗器械有限公司","a2a95a65982211ecb3f890e2ba8d9d30","牙种植体系统-基台","（T系骨水平基台预成型）TSRCN11.0-0.5","预成型","钛合金","C0702021380100110457","C07020213801001104570002513","06947600341079、06947600353430、06947600361039、06947600368632、06947600382980、06947600395348","申报企业自主确认为非招标产品、非中选产品或中选部件的附件（如覆盖螺丝、中央螺丝等）产品之一"]
["c082c4b9-22ec-11eb-bf70-fa163e0a8baf","5a38a90d-ac24-11e9-8460-fa163e0a8baf","国械注准20193171890","牙种植体系统","常州百康特医疗器械有限公司","常州百康特医疗器械有限公司","a2a95a65982211ecb3f890e2ba8d9d30","牙种植体系统-基台","（T系骨水平基台预成型）TSRC11.5-5.9","预成型","钛合金","C0702021380100110457","C07020213801001104570002514","06947600337942、06947600350309、06947600360285、06947600367882、06947600377863、06947600392217","申报企业自主确认为非招标产品、非中选产品或中选部件的附件（如覆盖螺丝、中央螺丝等）产品之一"]
["c082c663-22ec-11eb-bf70-fa163e0a8baf","5a38a90d-ac24-11e9-8460-fa163e0a8baf","国械注准20193171890","牙种植体系统","常州百康特医疗器械有限公司","常州百康特医疗器械有限公司","a2a95a65982211ecb3f890e2ba8d9d30","牙种植体系统-基台","（T系骨水平基台预成型）TSRC7.0-3.3","预成型","钛合金","C0702021380100110457","C07020213801001104570002515","06947600336334、06947600348694、06947600358671、06947600366270、06947600376255、06947600390602","申报企业自主确认为非招标产品、非中选产品或中选部件的附件（如覆盖螺丝、中央螺丝等）产品之一"]
["c082c96c-22ec-11eb-bf70-fa163e0a8baf","5a38a90d-ac24-11e9-8460-fa163e0a8baf","国械注准20193171890","牙种植体系统","常州百康特医疗器械有限公司","常州百康特医疗器械有限公司","a2a95a65982211ecb3f890e2ba8d9d30","牙种植体系统-基台","（T系骨水平基台预成型）TSRCN5.5-1.3","预成型","钛合金","C0702021380100110457","C07020213801001104570002516","06947600341345、06947600353706、06947600361305、06947600368908、06947600383253、06947600395614","申报企业自主确认为非招标产品、非中选产品或中选部件的附件（如覆盖螺丝、中央螺丝等）产品之一"]
["c082cb0d-22ec-11eb-bf70-fa163e0a8baf","5a38a90d-ac24-11e9-8460-fa163e0a8baf","国械注准20193171890","牙种植体系统","常州百康特医疗器械有限公司","常州百康特医疗器械有限公司","a2a95a65982211ecb3f890e2ba8d9d30","牙种植体系统-基台","（T系骨水平基台预成型）TSRCN9.0-1.9","预成型","钛合金","C0702021380100110457","C07020213801001104570002517","06947600341796、06947600354154、06947600361756、06947600369356、06947600383703、06947600396062","申报企业自主确认为非招标产品、非中选产品或中选部件的附件（如覆盖螺丝、中央螺丝等）产品之一"]
["c082cca0-22ec-11eb-bf70-fa163e0a8baf","5a38a90d-ac24-11e9-8460-fa163e0a8baf","国械注准20193171890","牙种植体系统","常州百康特医疗器械有限公司","常州百康特医疗器械有限公司","a2a95a65982211ecb3f890e2ba8d9d30","牙种植体系统-基台","（T系骨水平基台预成型）TSRC6.5-1.3","预成型","钛合金","C0702021380100110457","C07020213801001104570002518","06947600335184、06947600347545、06947600357520、06947600365129、06947600375104、06947600389453","申报企业自主确认为非招标产品、非中选产品或中选部件的附件（如覆盖螺丝、中央螺丝等）产品之一"]
["c082ce29-22ec-11eb-bf70-fa163e0a8baf","5a38a90d-ac24-11e9-8460-fa163e0a8baf","国械注准20193171890","牙种植体系统","常州百康特医疗器械有限公司","常州百康特医疗器械有限公司","a2a95a65982211ecb3f890e2ba8d9d30","牙种植体系统-基台","（T系骨水平基台预成型）TSNCN7.0-2.9","预成型","钛合金","C0702021380100110457","C07020213801001104570002519","06947600339601、06947600351962、06947600379522、06947600393870","申报企业自主确认为非招标产品、非中选产品或中选部件的附件（如覆盖螺丝、中央螺丝等）产品之一"]
["c082cfe9-22ec-11eb-bf70-fa163e0a8baf","5a38a90d-ac24-11e9-8460-fa163e0a8baf","国械注准20193171890","牙种植体系统","常州百康特医疗器械有限公司","常州百康特医疗器械有限公司","a2a95a65982211ecb3f890e2ba8d9d30","牙种植体系统-基台","（T系骨水平基台预成型）TSRC8.0-5.5","预成型","钛合金","C0702021380100110457","C07020213801001104570002520","06947600337683、06947600350040、06947600360025、06947600367628、06947600377603、06947600391951","申报企业自主确认为非招标产品、非中选产品或中选部件的附件（如覆盖螺丝、中央螺丝等）产品之一"]
["c082d17d-22ec-11eb-bf70-fa163e0a8baf","5a38a90d-ac24-11e9-8460-fa163e0a8baf","国械注准20193171890","牙种植体系统","常州百康特医疗器械有限公司","常州百康特医疗器械有限公司","a2a95a65982211ecb3f890e2ba8d9d30","牙种植体系统-基台","（T系骨水平基台预成型）TSRCN12.0-0.5","预成型","钛合金","C0702021380100110457","C07020213801001104570002521","06947600341093、06947600353454、06947600361053、06947600368656、06947600383000、06947600395362","申报企业自主确认为非招标产品、非中选产品或中选部件的附件（如覆盖螺丝、中央螺丝等）产品之一"]
["c082d31b-22ec-11eb-bf70-fa163e0a8baf","5a38a90d-ac24-11e9-8460-fa163e0a8baf","国械注准20193171890","牙种植体系统","常州百康特医疗器械有限公司","常州百康特医疗器械有限公司","a2a95a65982211ecb3f890e2ba8d9d30","牙种植体系统-基台","（T系骨水平基台预成型）TSNCN9.5-4.5","预成型","钛合金","C0702021380100110457","C07020213801001104570002522","06947600340355、06947600352716、06947600382263、06947600394624","申报企业自主确认为非招标产品、非中选产品或中选部件的附件（如覆盖螺丝、中央螺丝等）产品之一"]
["c082d4a4-22ec-11eb-bf70-fa163e0a8baf","5a38a90d-ac24-11e9-8460-fa163e0a8baf","国械注准20193171890","牙种植体系统","常州百康特医疗器械有限公司","常州百康特医疗器械有限公司","a2a95a65982211ecb3f890e2ba8d9d30","牙种植体系统-基台","（T系骨水平基台预成型）TSNC5.5-3.5","预成型","钛合金","C0702021380100110457","C07020213801001104570002523","06947600333678、06947600346036、06947600373599、06947600387947","申报企业自主确认为非招标产品、非中选产品或中选部件的附件（如覆盖螺丝、中央螺丝等）产品之一"]
["c082d62d-22ec-11eb-bf70-fa163e0a8baf","5a38a90d-ac24-11e9-8460-fa163e0a8baf","国械注准20193171890","牙种植体系统","常州百康特医疗器械有限公司","常州百康特医疗器械有限公司","a2a95a65982211ecb3f890e2ba8d9d30","牙种植体系统-基台","（T系骨水平基台预成型）TSRCN4.0-3.5","预成型","钛合金","C0702021380100110457","C07020213801001104570002524","06947600342649、06947600355007、06947600362609、06947600370208、06947600384557、06947600396918","申报企业自主确认为非招标产品、非中选产品或中选部件的附件（如覆盖螺丝、中央螺丝等）产品之一"]
["c082d7b4-22ec-11eb-bf70-fa163e0a8baf","5a38a90d-ac24-11e9-8460-fa163e0a8baf","国械注准20193171890","牙种植体系统","常州百康特医疗器械有限公司","常州百康特医疗器械有限公司","a2a95a65982211ecb3f890e2ba8d9d30","牙种植体系统-基台","（T系骨水平基台预成型）TSNC7.0-1.3","预成型","钛合金","C0702021380100110457","C07020213801001104570002525","06947600332725、06947600345084、06947600372646、06947600386995","申报企业自主确认为非招标产品、非中选产品或中选部件的附件（如覆盖螺丝、中央螺丝等）产品之一"]
["c082d93d-22ec-11eb-bf70-fa163e0a8baf","5a38a90d-ac24-11e9-8460-fa163e0a8baf","国械注准20193171890","牙种植体系统","常州百康特医疗器械有限公司","常州百康特医疗器械有限公司","a2a95a65982211ecb3f890e2ba8d9d30","牙种植体系统-基台","（T系骨水平基台预成型）TSRCN6.0-2.3","预成型","钛合金","C0702021380100110457","C07020213801001104570002526","06947600341925、06947600354284、06947600361886、06947600369484、06947600383833、06947600396192","申报企业自主确认为非招标产品、非中选产品或中选部件的附件（如覆盖螺丝、中央螺丝等）产品之一"]
["c082dabf-22ec-11eb-bf70-fa163e0a8baf","5a38a90d-ac24-11e9-8460-fa163e0a8baf","国械注准20193171890","牙种植体系统","常州百康特医疗器械有限公司","常州百康特医疗器械有限公司","a2a95a65982211ecb3f890e2ba8d9d30","牙种植体系统-基台","（T系骨水平基台预成型）TSRCN5.0-0.5","预成型","钛合金","C0702021380100110457","C07020213801001104570002527","06947600340959、06947600353317、06947600360919、06947600368519、06947600382867、06947600395225","申报企业自主确认为非招标产品、非中选产品或中选部件的附件（如覆盖螺丝、中央螺丝等）产品之一"]
["c082dcee-22ec-11eb-bf70-fa163e0a8baf","5a38a90d-ac24-11e9-8460-fa163e0a8baf","国械注准20193171890","牙种植体系统","常州百康特医疗器械有限公司","常州百康特医疗器械有限公司","a2a95a65982211ecb3f890e2ba8d9d30","牙种植体系统-基台","（T系骨水平基台预成型）TSNCN8.5-0.9","预成型","钛合金","C0702021380100110457","C07020213801001104570002528","06947600338794、06947600351153、06947600378716、06947600393061","申报企业自主确认为非招标产品、非中选产品或中选部件的附件（如覆盖螺丝、中央螺丝等）产品之一"]
["c082dea6-22ec-11eb-bf70-fa163e0a8baf","5a38a90d-ac24-11e9-8460-fa163e0a8baf","国械注准20193171890","牙种植体系统","常州百康特医疗器械有限公司","常州百康特医疗器械有限公司","a2a95a65982211ecb3f890e2ba8d9d30","牙种植体系统-基台","（T系骨水平基台预成型）TSNCN5.0-3.3","预成型","钛合金","C0702021380100110457","C07020213801001104570002529","06947600339700、06947600352068、06947600379621、06947600393979","申报企业自主确认为非招标产品、非中选产品或中选部件的附件（如覆盖螺丝、中央螺丝等）产品之一"]
["c082e044-22ec-11eb-bf70-fa163e0a8baf","5a38a90d-ac24-11e9-8460-fa163e0a8baf","国械注准20193171890","牙种植体系统","常州百康特医疗器械有限公司","常州百康特医疗器械有限公司","a2a95a65982211ecb3f890e2ba8d9d30","牙种植体系统-基台","（T系骨水平基台预成型）TSRCN11.0-1.9","预成型","钛合金","C0702021380100110457","C07020213801001104570002530","06947600341833、06947600354192、06947600361794、06947600369396、06947600383741、06947600396109","申报企业自主确认为非招标产品、非中选产品或中选部件的附件（如覆盖螺丝、中央螺丝等）产品之一"]
["c082e211-22ec-11eb-bf70-fa163e0a8baf","5a38a90d-ac24-11e9-8460-fa163e0a8baf","国械注准20193171890","牙种植体系统","常州百康特医疗器械有限公司","常州百康特医疗器械有限公司","a2a95a65982211ecb3f890e2ba8d9d30","牙种植体系统-基台","（T系骨水平基台预成型）TSNCN6.0-3.9","预成型","钛合金","C0702021380100110457","C07020213801001104570002531","06947600340003、06947600352365、06947600379928、06947600394273","申报企业自主确认为非招标产品、非中选产品或中选部件的附件（如覆盖螺丝、中央螺丝等）产品之一"]
["c082e3b6-22ec-11eb-bf70-fa163e0a8baf","5a38a90d-ac24-11e9-8460-fa163e0a8baf","国械注准20193171890","牙种植体系统","常州百康特医疗器械有限公司","常州百康特医疗器械有限公司","a2a95a65982211ecb3f890e2ba8d9d30","牙种植体系统-基台","（T系骨水平基台预成型）TSRC9.5-6.9","预成型","钛合金","C0702021380100110457","C07020213801001104570002532","06947600338475、06947600350835、06947600360810、06947600368410、06947600378394、06947600392743","申报企业自主确认为非招标产品、非中选产品或中选部件的附件（如覆盖螺丝、中央螺丝等）产品之一"]
["c082e581-22ec-11eb-bf70-fa163e0a8baf","5a38a90d-ac24-11e9-8460-fa163e0a8baf","国械注准20193171890","牙种植体系统","常州百康特医疗器械有限公司","常州百康特医疗器械有限公司","a2a95a65982211ecb3f890e2ba8d9d30","牙种植体系统-基台","（T系骨水平基台预成型）TSNCN7.0-3.3","预成型","钛合金","C0702021380100110457","C07020213801001104570002533","06947600339748、06947600352105、06947600379661、06947600394013","申报企业自主确认为非招标产品、非中选产品或中选部件的附件（如覆盖螺丝、中央螺丝等）产品之一"]
["c082e71f-22ec-11eb-bf70-fa163e0a8baf","5a38a90d-ac24-11e9-8460-fa163e0a8baf","国械注准20193171890","牙种植体系统","常州百康特医疗器械有限公司","常州百康特医疗器械有限公司","a2a95a65982211ecb3f890e2ba8d9d30","牙种植体系统-基台","（T系骨水平基台预成型）TSNC4.0-3.3","预成型","钛合金","C0702021380100110457","C07020213801001104570002534","06947600333500、06947600345862、06947600373421、06947600387770","申报企业自主确认为非招标产品、非中选产品或中选部件的附件（如覆盖螺丝、中央螺丝等）产品之一"]
["c082e8b3-22ec-11eb-bf70-fa163e0a8baf","5a38a90d-ac24-11e9-8460-fa163e0a8baf","国械注准20193171890","牙种植体系统","常州百康特医疗器械有限公司","常州百康特医疗器械有限公司","a2a95a65982211ecb3f890e2ba8d9d30","牙种植体系统-基台","（T系骨水平基台预成型）TSRC9.5-6.3","预成型","钛合金","C0702021380100110457","C07020213801001104570002535","06947600338093、06947600350453、06947600360438、06947600368038、06947600378013、06947600392361","申报企业自主确认为非招标产品、非中选产品或中选部件的附件（如覆盖螺丝、中央螺丝等）产品之一"]
["c082ea46-22ec-11eb-bf70-fa163e0a8baf","5a38a90d-ac24-11e9-8460-fa163e0a8baf","国械注准20193171890","牙种植体系统","常州百康特医疗器械有限公司","常州百康特医疗器械有限公司","a2a95a65982211ecb3f890e2ba8d9d30","牙种植体系统-基台","（T系骨水平基台预成型）TSNCN4.0-2.9","预成型","钛合金","C0702021380100110457","C07020213801001104570002536","06947600339540、06947600351900、06947600379461、06947600393818","申报企业自主确认为非招标产品、非中选产品或中选部件的附件（如覆盖螺丝、中央螺丝等）产品之一"]
["c082ebfa-22ec-11eb-bf70-fa163e0a8baf","5a38a90d-ac24-11e9-8460-fa163e0a8baf","国械注准20193171890","牙种植体系统","常州百康特医疗器械有限公司","常州百康特医疗器械有限公司","a2a95a65982211ecb3f890e2ba8d9d30","牙种植体系统-基台","（T系骨水平基台预成型）TSNC5.0-3.9","预成型","钛合金","C0702021380100110457","C07020213801001104570002537","06947600333807、06947600346166、06947600373728、06947600388074","申报企业自主确认为非招标产品、非中选产品或中选部件的附件（如覆盖螺丝、中央螺丝等）产品之一"]
["c082ed89-22ec-11eb-bf70-fa163e0a8baf","5a38a90d-ac24-11e9-8460-fa163e0a8baf","国械注准20193171890","牙种植体系统","常州百康特医疗器械有限公司","常州百康特医疗器械有限公司","a2a95a65982211ecb3f890e2ba8d9d30","牙种植体系统-基台","（T系骨水平基台预成型）TSRC4.0-5.5","预成型","钛合金","C0702021380100110457","C07020213801001104570002538","06947600337607、06947600349961、06947600359944、06947600367543、06947600377528、06947600391876","申报企业自主确认为非招标产品、非中选产品或中选部件的附件（如覆盖螺丝、中央螺丝等）产品之一"]
["c082ef14-22ec-11eb-bf70-fa163e0a8baf","5a38a90d-ac24-11e9-8460-fa163e0a8baf","国械注准20193171890","牙种植体系统","常州百康特医疗器械有限公司","常州百康特医疗器械有限公司","a2a95a65982211ecb3f890e2ba8d9d30","牙种植体系统-基台","（T系骨水平基台预成型）TSRCN10.5-5.9","预成型","钛合金","C0702021380100110457","C07020213801001104570002539","06947600344100、06947600356462、06947600364061、06947600371663、06947600386018、06947600398370","申报企业自主确认为非招标产品、非中选产品或中选部件的附件（如覆盖螺丝、中央螺丝等）产品之一"]
["c082f127-22ec-11eb-bf70-fa163e0a8baf","5a38a90d-ac24-11e9-8460-fa163e0a8baf","国械注准20193171890","牙种植体系统","常州百康特医疗器械有限公司","常州百康特医疗器械有限公司","a2a95a65982211ecb3f890e2ba8d9d30","牙种植体系统-基台","（T系骨水平基台预成型）TSNCN6.5-4.5","预成型","钛合金","C0702021380100110457","C07020213801001104570002540","06947600340294、06947600352655、06947600382201、06947600394563","申报企业自主确认为非招标产品、非中选产品或中选部件的附件（如覆盖螺丝、中央螺丝等）产品之一"]
["c0830d42-22ec-11eb-bf70-fa163e0a8baf","5a38a90d-ac24-11e9-8460-fa163e0a8baf","国械注准20193171890","牙种植体系统","常州百康特医疗器械有限公司","常州百康特医疗器械有限公司","a2a95a65982211ecb3f890e2ba8d9d30","牙种植体系统-基台","（T系骨水平基台预成型）TSRCN10.5-4.3","预成型","钛合金","C0702021380100110457","C07020213801001104570002541","06947600343158、06947600355519、06947600363118、06947600370710、06947600385066、06947600397427","申报企业自主确认为非招标产品、非中选产品或中选部件的附件（如覆盖螺丝、中央螺丝等）产品之一"]
["c0830f14-22ec-11eb-bf70-fa163e0a8baf","5a38a90d-ac24-11e9-8460-fa163e0a8baf","国械注准20193171890","牙种植体系统","常州百康特医疗器械有限公司","常州百康特医疗器械有限公司","a2a95a65982211ecb3f890e2ba8d9d30","牙种植体系统-基台","（T系骨水平基台预成型）TSNC5.5-4.9","预成型","钛合金","C0702021380100110457","C07020213801001104570002542","06947600334231、06947600346593、06947600374152、06947600388500","申报企业自主确认为非招标产品、非中选产品或中选部件的附件（如覆盖螺丝、中央螺丝等）产品之一"]
["c08310aa-22ec-11eb-bf70-fa163e0a8baf","5a38a90d-ac24-11e9-8460-fa163e0a8baf","国械注准20193171890","牙种植体系统","常州百康特医疗器械有限公司","常州百康特医疗器械有限公司","a2a95a65982211ecb3f890e2ba8d9d30","牙种植体系统-基台","（T系骨水平基台预成型）TSRC7.0-6.3","预成型","钛合金","C0702021380100110457","C07020213801001104570002543","06947600338048、06947600350408、06947600360384、06947600367983、06947600377962、06947600392316","申报企业自主确认为非招标产品、非中选产品或中选部件的附件（如覆盖螺丝、中央螺丝等）产品之一"]
["c0831237-22ec-11eb-bf70-fa163e0a8baf","5a38a90d-ac24-11e9-8460-fa163e0a8baf","国械注准20193171890","牙种植体系统","常州百康特医疗器械有限公司","常州百康特医疗器械有限公司","a2a95a65982211ecb3f890e2ba8d9d30","牙种植体系统-基台","（T系骨水平基台预成型）TSRCN11.5-2.9","预成型","钛合金","C0702021380100110457","C07020213801001104570002544","06947600342410、06947600354772、06947600362371、06947600369976、06947600384328、06947600396680","申报企业自主确认为非招标产品、非中选产品或中选部件的附件（如覆盖螺丝、中央螺丝等）产品之一"]
["c08313c5-22ec-11eb-bf70-fa163e0a8baf","5a38a90d-ac24-11e9-8460-fa163e0a8baf","国械注准20193171890","牙种植体系统","常州百康特医疗器械有限公司","常州百康特医疗器械有限公司","a2a95a65982211ecb3f890e2ba8d9d30","牙种植体系统-基台","（T系骨水平基台预成型）TSRCN7.5-5.3","预成型","钛合金","C0702021380100110457","C07020213801001104570002545","06947600343660、06947600356028、06947600363620、06947600371229、06947600385578、06947600397939","申报企业自主确认为非招标产品、非中选产品或中选部件的附件（如覆盖螺丝、中央螺丝等）产品之一"]
["c0831561-22ec-11eb-bf70-fa163e0a8baf","5a38a90d-ac24-11e9-8460-fa163e0a8baf","国械注准20193171890","牙种植体系统","常州百康特医疗器械有限公司","常州百康特医疗器械有限公司","a2a95a65982211ecb3f890e2ba8d9d30","牙种植体系统-基台","（T系骨水平基台预成型）TSRCN7.5-3.9","预成型","钛合金","C0702021380100110457","C07020213801001104570002546","06947600342908、06947600355267、06947600362869、06947600370468、06947600384816、06947600397175","申报企业自主确认为非招标产品、非中选产品或中选部件的附件（如覆盖螺丝、中央螺丝等）产品之一"]
["c08316fb-22ec-11eb-bf70-fa163e0a8baf","5a38a90d-ac24-11e9-8460-fa163e0a8baf","国械注准20193171890","牙种植体系统","常州百康特医疗器械有限公司","常州百康特医疗器械有限公司","a2a95a65982211ecb3f890e2ba8d9d30","牙种植体系统-基台","（T系骨水平基台预成型）TSRCN12.0-5.5","预成型","钛合金","C0702021380100110457","C07020213801001104570002547","06947600343943、06947600356301、06947600363903、06947600371502、06947600385851、06947600398219","申报企业自主确认为非招标产品、非中选产品或中选部件的附件（如覆盖螺丝、中央螺丝等）产品之一"]
["c083188e-22ec-11eb-bf70-fa163e0a8baf","5a38a90d-ac24-11e9-8460-fa163e0a8baf","国械注准20193171890","牙种植体系统","常州百康特医疗器械有限公司","常州百康特医疗器械有限公司","a2a95a65982211ecb3f890e2ba8d9d30","牙种植体系统-基台","（T系骨水平基台预成型）TSNC4.5-5.3","预成型","钛合金","C0702021380100110457","C07020213801001104570002548","06947600334354、06947600346715、06947600374275、06947600388623","申报企业自主确认为非招标产品、非中选产品或中选部件的附件（如覆盖螺丝、中央螺丝等）产品之一"]
["c0831a43-22ec-11eb-bf70-fa163e0a8baf","5a38a90d-ac24-11e9-8460-fa163e0a8baf","国械注准20193171890","牙种植体系统","常州百康特医疗器械有限公司","常州百康特医疗器械有限公司","a2a95a65982211ecb3f890e2ba8d9d30","牙种植体系统-基台","（T系骨水平基台预成型）TSRC7.0-6.5","预成型","钛合金","C0702021380100110457","C07020213801001104570002549","06947600338239、06947600350590、06947600360575、06947600368175、06947600378150、06947600392507","申报企业自主确认为非招标产品、非中选产品或中选部件的附件（如覆盖螺丝、中央螺丝等）产品之一"]
["c0831bd6-22ec-11eb-bf70-fa163e0a8baf","5a38a90d-ac24-11e9-8460-fa163e0a8baf","国械注准20193171890","牙种植体系统","常州百康特医疗器械有限公司","常州百康特医疗器械有限公司","a2a95a65982211ecb3f890e2ba8d9d30","牙种植体系统-基台","（T系骨水平基台预成型）TSRCN7.5-6.3","预成型","钛合金","C0702021380100110457","C07020213801001104570002550","06947600344230、06947600356592、06947600364191、06947600371793、06947600386148、06947600398509","申报企业自主确认为非招标产品、非中选产品或中选部件的附件（如覆盖螺丝、中央螺丝等）产品之一"]
["c0831d60-22ec-11eb-bf70-fa163e0a8baf","5a38a90d-ac24-11e9-8460-fa163e0a8baf","国械注准20193171890","牙种植体系统","常州百康特医疗器械有限公司","常州百康特医疗器械有限公司","a2a95a65982211ecb3f890e2ba8d9d30","牙种植体系统-基台","（T系骨水平基台预成型）TSRCN8.5-3.5","预成型","钛合金","C0702021380100110457","C07020213801001104570002551","06947600342731、06947600355090、06947600362692、06947600370291、06947600384649、06947600397007","申报企业自主确认为非招标产品、非中选产品或中选部件的附件（如覆盖螺丝、中央螺丝等）产品之一"]
["c0831ef9-22ec-11eb-bf70-fa163e0a8baf","5a38a90d-ac24-11e9-8460-fa163e0a8baf","国械注准20193171890","牙种植体系统","常州百康特医疗器械有限公司","常州百康特医疗器械有限公司","a2a95a65982211ecb3f890e2ba8d9d30","牙种植体系统-基台","（T系骨水平基台预成型）TSNCN10.0-5.3","预成型","钛合金","C0702021380100110457","C07020213801001104570002552","06947600340645、06947600353003、06947600382553、06947600394914","申报企业自主确认为非招标产品、非中选产品或中选部件的附件（如覆盖螺丝、中央螺丝等）产品之一"]
["c083209a-22ec-11eb-bf70-fa163e0a8baf","5a38a90d-ac24-11e9-8460-fa163e0a8baf","国械注准20193171890","牙种植体系统","常州百康特医疗器械有限公司","常州百康特医疗器械有限公司","a2a95a65982211ecb3f890e2ba8d9d30","牙种植体系统-基台","（T系骨水平基台预成型）TSNCN6.5-5.3","预成型","钛合金","C0702021380100110457","C07020213801001104570002553","06947600340577、06947600352938、06947600382485、06947600394846","申报企业自主确认为非招标产品、非中选产品或中选部件的附件（如覆盖螺丝、中央螺丝等）产品之一"]
["c0832236-22ec-11eb-bf70-fa163e0a8baf","5a38a90d-ac24-11e9-8460-fa163e0a8baf","国械注准20193171890","牙种植体系统","常州百康特医疗器械有限公司","常州百康特医疗器械有限公司","a2a95a65982211ecb3f890e2ba8d9d30","牙种植体系统-基台","（T系骨水平基台预成型）TSNC3.5-1.9","预成型","钛合金","C0702021380100110457","C07020213801001104570002554","06947600332930、06947600345299、06947600372851、06947600387206","申报企业自主确认为非招标产品、非中选产品或中选部件的附件（如覆盖螺丝、中央螺丝等）产品之一"]
["c08323c3-22ec-11eb-bf70-fa163e0a8baf","5a38a90d-ac24-11e9-8460-fa163e0a8baf","国械注准20193171890","牙种植体系统","常州百康特医疗器械有限公司","常州百康特医疗器械有限公司","a2a95a65982211ecb3f890e2ba8d9d30","牙种植体系统-基台","（T系骨水平基台预成型）TSRC10.0-0.9","预成型","钛合金","C0702021380100110457","C07020213801001104570002555","06947600335061、06947600347422、06947600357407、06947600365006、06947600374985、06947600389330","申报企业自主确认为非招标产品、非中选产品或中选部件的附件（如覆盖螺丝、中央螺丝等）产品之一"]
["c0832551-22ec-11eb-bf70-fa163e0a8baf","5a38a90d-ac24-11e9-8460-fa163e0a8baf","国械注准20193171890","牙种植体系统","常州百康特医疗器械有限公司","常州百康特医疗器械有限公司","a2a95a65982211ecb3f890e2ba8d9d30","牙种植体系统-基台","（T系骨水平基台预成型）TSRCN13.0-1.3","预成型","钛合金","C0702021380100110457","C07020213801001104570002556","06947600341499、06947600353850、06947600361459、06947600369059、06947600383406、06947600395768","申报企业自主确认为非招标产品、非中选产品或中选部件的附件（如覆盖螺丝、中央螺丝等）产品之一"]
["c08326dd-22ec-11eb-bf70-fa163e0a8baf","5a38a90d-ac24-11e9-8460-fa163e0a8baf","国械注准20193171890","牙种植体系统","常州百康特医疗器械有限公司","常州百康特医疗器械有限公司","a2a95a65982211ecb3f890e2ba8d9d30","牙种植体系统-基台","（T系骨水平基台预成型）TSNCN4.5-2.9","预成型","钛合金","C0702021380100110457","C07020213801001104570002557","06947600339557、06947600351917、06947600379472、06947600393825","申报企业自主确认为非招标产品、非中选产品或中选部件的附件（如覆盖螺丝、中央螺丝等）产品之一"]
["c083287a-22ec-11eb-bf70-fa163e0a8baf","5a38a90d-ac24-11e9-8460-fa163e0a8baf","国械注准20193171890","牙种植体系统","常州百康特医疗器械有限公司","常州百康特医疗器械有限公司","a2a95a65982211ecb3f890e2ba8d9d30","牙种植体系统-基台","（T系骨水平基台预成型）TSNC6.5-3.5","预成型","钛合金","C0702021380100110457","C07020213801001104570002558","06947600333692、06947600346050、06947600373612、06947600387961","申报企业自主确认为非招标产品、非中选产品或中选部件的附件（如覆盖螺丝、中央螺丝等）产品之一"]
["c0832a0b-22ec-11eb-bf70-fa163e0a8baf","5a38a90d-ac24-11e9-8460-fa163e0a8baf","国械注准20193171890","牙种植体系统","常州百康特医疗器械有限公司","常州百康特医疗器械有限公司","a2a95a65982211ecb3f890e2ba8d9d30","牙种植体系统-基台","（T系骨水平基台预成型）TSRC11.0-4.9","预成型","钛合金","C0702021380100110457","C07020213801001104570002559","06947600337362、06947600349723、06947600359708、06947600367307、06947600377283、06947600391630","申报企业自主确认为非招标产品、非中选产品或中选部件的附件（如覆盖螺丝、中央螺丝等）产品之一"]
["c0832ba8-22ec-11eb-bf70-fa163e0a8baf","5a38a90d-ac24-11e9-8460-fa163e0a8baf","国械注准20193171890","牙种植体系统","常州百康特医疗器械有限公司","常州百康特医疗器械有限公司","a2a95a65982211ecb3f890e2ba8d9d30","牙种植体系统-基台","（T系骨水平基台预成型）TSRCN12.5-2.3","预成型","钛合金","C0702021380100110457","C07020213801001104570002560","06947600342052、06947600354413、06947600362012、06947600369615、06947600383963、06947600396321","申报企业自主确认为非招标产品、非中选产品或中选部件的附件（如覆盖螺丝、中央螺丝等）产品之一"]
["c0832d3b-22ec-11eb-bf70-fa163e0a8baf","5a38a90d-ac24-11e9-8460-fa163e0a8baf","国械注准20193171890","牙种植体系统","常州百康特医疗器械有限公司","常州百康特医疗器械有限公司","a2a95a65982211ecb3f890e2ba8d9d30","牙种植体系统-基台","（T系骨水平基台预成型）TSRC10.0-2.5","预成型","钛合金","C0702021380100110457","C07020213801001104570002561","06947600336013、06947600348375、06947600358350、06947600365952、06947600375937、06947600390282","申报企业自主确认为非招标产品、非中选产品或中选部件的附件（如覆盖螺丝、中央螺丝等）产品之一"]
["c0832edc-22ec-11eb-bf70-fa163e0a8baf","5a38a90d-ac24-11e9-8460-fa163e0a8baf","国械注准20193171890","牙种植体系统","常州百康特医疗器械有限公司","常州百康特医疗器械有限公司","a2a95a65982211ecb3f890e2ba8d9d30","牙种植体系统-基台","（T系骨水平基台预成型）TSRC7.5-4.9","预成型","钛合金","C0702021380100110457","C07020213801001104570002562","06947600337294、06947600349655、06947600359630、06947600367239、06947600377214、06947600391562","申报企业自主确认为非招标产品、非中选产品或中选部件的附件（如覆盖螺丝、中央螺丝等）产品之一"]
["c08330b5-22ec-11eb-bf70-fa163e0a8baf","5a38a90d-ac24-11e9-8460-fa163e0a8baf","国械注准20193171890","牙种植体系统","常州百康特医疗器械有限公司","常州百康特医疗器械有限公司","a2a95a65982211ecb3f890e2ba8d9d30","牙种植体系统-基台","（T系骨水平基台预成型）TSRCN8.5-1.3","预成型","钛合金","C0702021380100110457","C07020213801001104570002563","06947600341406、06947600353768、06947600361367、06947600368960、06947600383314、06947600395676","申报企业自主确认为非招标产品、非中选产品或中选部件的附件（如覆盖螺丝、中央螺丝等）产品之一"]
["c083324c-22ec-11eb-bf70-fa163e0a8baf","5a38a90d-ac24-11e9-8460-fa163e0a8baf","国械注准20193171890","牙种植体系统","常州百康特医疗器械有限公司","常州百康特医疗器械有限公司","a2a95a65982211ecb3f890e2ba8d9d30","牙种植体系统-基台","（T系骨水平基台预成型）TSRC6.0-2.9","预成型","钛合金","C0702021380100110457","C07020213801001104570002564","06947600336129、06947600348481、06947600358466、06947600366065、06947600376040、06947600390398","申报企业自主确认为非招标产品、非中选产品或中选部件的附件（如覆盖螺丝、中央螺丝等）产品之一"]
["c08333f4-22ec-11eb-bf70-fa163e0a8baf","5a38a90d-ac24-11e9-8460-fa163e0a8baf","国械注准20193171890","牙种植体系统","常州百康特医疗器械有限公司","常州百康特医疗器械有限公司","a2a95a65982211ecb3f890e2ba8d9d30","牙种植体系统-基台","（T系骨水平基台预成型）TSRC9.5-2.5","预成型","钛合金","C0702021380100110457","C07020213801001104570002565","06947600336006、06947600348368、06947600358343、06947600365945、06947600375920、06947600390275","申报企业自主确认为非招标产品、非中选产品或中选部件的附件（如覆盖螺丝、中央螺丝等）产品之一"]
["c0834ce9-22ec-11eb-bf70-fa163e0a8baf","5a38a90d-ac24-11e9-8460-fa163e0a8baf","国械注准20193171890","牙种植体系统","常州百康特医疗器械有限公司","常州百康特医疗器械有限公司","a2a95a65982211ecb3f890e2ba8d9d30","牙种植体系统-基台","（T系骨水平基台预成型）TSRC7.5-5.5","预成型","钛合金","C0702021380100110457","C07020213801001104570002566","06947600337676、06947600350033、06947600360018、06947600367611、06947600377593、06947600391944","申报企业自主确认为非招标产品、非中选产品或中选部件的附件（如覆盖螺丝、中央螺丝等）产品之一"]
["c0834ea6-22ec-11eb-bf70-fa163e0a8baf","5a38a90d-ac24-11e9-8460-fa163e0a8baf","国械注准20193171890","牙种植体系统","常州百康特医疗器械有限公司","常州百康特医疗器械有限公司","a2a95a65982211ecb3f890e2ba8d9d30","牙种植体系统-基台","（T系骨水平基台预成型）TSRC10.0-3.3","预成型","钛合金","C0702021380100110457","C07020213801001104570002567","06947600336396、06947600348757、06947600358732、06947600366331、06947600376316、06947600390664","申报企业自主确认为非招标产品、非中选产品或中选部件的附件（如覆盖螺丝、中央螺丝等）产品之一"]
["c083503b-22ec-11eb-bf70-fa163e0a8baf","5a38a90d-ac24-11e9-8460-fa163e0a8baf","国械注准20193171890","牙种植体系统","常州百康特医疗器械有限公司","常州百康特医疗器械有限公司","a2a95a65982211ecb3f890e2ba8d9d30","牙种植体系统-基台","（T系骨水平基台预成型）TSNC9.5-3.5","预成型","钛合金","C0702021380100110457","C07020213801001104570002568","06947600333753、06947600346111、06947600373674、06947600388029","申报企业自主确认为非招标产品、非中选产品或中选部件的附件（如覆盖螺丝、中央螺丝等）产品之一"]
["c08351e4-22ec-11eb-bf70-fa163e0a8baf","5a38a90d-ac24-11e9-8460-fa163e0a8baf","国械注准20193171890","牙种植体系统","常州百康特医疗器械有限公司","常州百康特医疗器械有限公司","a2a95a65982211ecb3f890e2ba8d9d30","牙种植体系统-基台","（T系骨水平基台预成型）TSRCN7.5-6.5","预成型","钛合金","C0702021380100110457","C07020213801001104570002569","06947600344421、06947600356783、06947600364382、06947600371984、06947600386339、06947600398699","申报企业自主确认为非招标产品、非中选产品或中选部件的附件（如覆盖螺丝、中央螺丝等）产品之一"]
["c0835386-22ec-11eb-bf70-fa163e0a8baf","5a38a90d-ac24-11e9-8460-fa163e0a8baf","国械注准20193171890","牙种植体系统","常州百康特医疗器械有限公司","常州百康特医疗器械有限公司","a2a95a65982211ecb3f890e2ba8d9d30","牙种植体系统-基台","（T系骨水平基台预成型）TSRC7.5-1.3","预成型","钛合金","C0702021380100110457","C07020213801001104570002570","06947600335207、06947600347569、06947600357544、06947600365143、06947600375128、06947600389473","申报企业自主确认为非招标产品、非中选产品或中选部件的附件（如覆盖螺丝、中央螺丝等）产品之一"]
["c083551f-22ec-11eb-bf70-fa163e0a8baf","5a38a90d-ac24-11e9-8460-fa163e0a8baf","国械注准20193171890","牙种植体系统","常州百康特医疗器械有限公司","常州百康特医疗器械有限公司","a2a95a65982211ecb3f890e2ba8d9d30","牙种植体系统-基台","（T系骨水平基台预成型）TSRC10.5-4.5","预成型","钛合金","C0702021380100110457","C07020213801001104570002571","06947600337164、06947600349525、06947600359500、06947600367109、06947600377085、06947600391432","申报企业自主确认为非招标产品、非中选产品或中选部件的附件（如覆盖螺丝、中央螺丝等）产品之一"]
["c08357ac-22ec-11eb-bf70-fa163e0a8baf","5a38a90d-ac24-11e9-8460-fa163e0a8baf","国械注准20193171890","牙种植体系统","常州百康特医疗器械有限公司","常州百康特医疗器械有限公司","a2a95a65982211ecb3f890e2ba8d9d30","牙种植体系统-基台","（T系骨水平基台预成型）TSRCN9.0-3.9","预成型","钛合金","C0702021380100110457","C07020213801001104570002572","06947600342939、06947600355298、06947600362890、06947600370499、06947600384847、06947600397205","申报企业自主确认为非招标产品、非中选产品或中选部件的附件（如覆盖螺丝、中央螺丝等）产品之一"]
["c083596c-22ec-11eb-bf70-fa163e0a8baf","5a38a90d-ac24-11e9-8460-fa163e0a8baf","国械注准20193171890","牙种植体系统","常州百康特医疗器械有限公司","常州百康特医疗器械有限公司","a2a95a65982211ecb3f890e2ba8d9d30","牙种植体系统-基台","（T系骨水平基台预成型）TSNCN4.5-3.5","预成型","钛合金","C0702021380100110457","C07020213801001104570002573","06947600339830、06947600352198、06947600379751、06947600394105","申报企业自主确认为非招标产品、非中选产品或中选部件的附件（如覆盖螺丝、中央螺丝等）产品之一"]
["c0835b08-22ec-11eb-bf70-fa163e0a8baf","5a38a90d-ac24-11e9-8460-fa163e0a8baf","国械注准20193171890","牙种植体系统","常州百康特医疗器械有限公司","常州百康特医疗器械有限公司","a2a95a65982211ecb3f890e2ba8d9d30","牙种植体系统-基台","（T系骨水平基台预成型）TSRCN12.5-1.5","预成型","钛合金","C0702021380100110457","C07020213801001104570002574","06947600341673、06947600354031、06947600361633、06947600369233、06947600383581、06947600395942","申报企业自主确认为非招标产品、非中选产品或中选部件的附件（如覆盖螺丝、中央螺丝等）产品之一"]
["c0835c9c-22ec-11eb-bf70-fa163e0a8baf","5a38a90d-ac24-11e9-8460-fa163e0a8baf","国械注准20193171890","牙种植体系统","常州百康特医疗器械有限公司","常州百康特医疗器械有限公司","a2a95a65982211ecb3f890e2ba8d9d30","牙种植体系统-基台","（T系骨水平基台预成型）TSRCN10.5-6.9","预成型","钛合金","C0702021380100110457","C07020213801001104570002575","06947600344674、06947600357032、06947600364634、06947600372233、06947600386582、06947600398943","申报企业自主确认为非招标产品、非中选产品或中选部件的附件（如覆盖螺丝、中央螺丝等）产品之一"]
["c0835e2d-22ec-11eb-bf70-fa163e0a8baf","5a38a90d-ac24-11e9-8460-fa163e0a8baf","国械注准20193171890","牙种植体系统","常州百康特医疗器械有限公司","常州百康特医疗器械有限公司","a2a95a65982211ecb3f890e2ba8d9d30","牙种植体系统-基台","（T系骨水平基台预成型）TSRCN11.0-2.3","预成型","钛合金","C0702021380100110457","C07020213801001104570002576","06947600342021、06947600354383、06947600361985、06947600369585、06947600383932、06947600396291","申报企业自主确认为非招标产品、非中选产品或中选部件的附件（如覆盖螺丝、中央螺丝等）产品之一"]
["c0835fc0-22ec-11eb-bf70-fa163e0a8baf","5a38a90d-ac24-11e9-8460-fa163e0a8baf","国械注准20193171890","牙种植体系统","常州百康特医疗器械有限公司","常州百康特医疗器械有限公司","a2a95a65982211ecb3f890e2ba8d9d30","牙种植体系统-基台","（T系骨水平基台预成型）TSRCN5.0-4.3","预成型","钛合金","C0702021380100110457","C07020213801001104570002577","06947600343042、06947600355403、06947600363002、06947600370604、06947600384953、06947600397311","申报企业自主确认为非招标产品、非中选产品或中选部件的附件（如覆盖螺丝、中央螺丝等）产品之一"]
["c083614e-22ec-11eb-bf70-fa163e0a8baf","5a38a90d-ac24-11e9-8460-fa163e0a8baf","国械注准20193171890","牙种植体系统","常州百康特医疗器械有限公司","常州百康特医疗器械有限公司","a2a95a65982211ecb3f890e2ba8d9d30","牙种植体系统-基台","（T系骨水平基台预成型）TSRC9.5-5.9","预成型","钛合金","C0702021380100110457","C07020213801001104570002578","06947600337904、06947600350262、06947600360247、06947600367840、06947600377825、06947600392170","申报企业自主确认为非招标产品、非中选产品或中选部件的附件（如覆盖螺丝、中央螺丝等）产品之一"]
["c08362df-22ec-11eb-bf70-fa163e0a8baf","5a38a90d-ac24-11e9-8460-fa163e0a8baf","国械注准20193171890","牙种植体系统","常州百康特医疗器械有限公司","常州百康特医疗器械有限公司","a2a95a65982211ecb3f890e2ba8d9d30","牙种植体系统-基台","（T系骨水平基台预成型）TSRC9.0-6.5","预成型","钛合金","C0702021380100110457","C07020213801001104570002579","06947600338277、06947600350637、06947600360612、06947600368212、06947600378192、06947600392545","申报企业自主确认为非招标产品、非中选产品或中选部件的附件（如覆盖螺丝、中央螺丝等）产品之一"]
["c083646c-22ec-11eb-bf70-fa163e0a8baf","5a38a90d-ac24-11e9-8460-fa163e0a8baf","国械注准20193171890","牙种植体系统","常州百康特医疗器械有限公司","常州百康特医疗器械有限公司","a2a95a65982211ecb3f890e2ba8d9d30","牙种植体系统-基台","（T系骨水平基台预成型）TSNC9.5-4.5","预成型","钛合金","C0702021380100110457","C07020213801001104570002580","06947600334170、06947600346531、06947600374091、06947600388449","申报企业自主确认为非招标产品、非中选产品或中选部件的附件（如覆盖螺丝、中央螺丝等）产品之一"]
["c08365f2-22ec-11eb-bf70-fa163e0a8baf","5a38a90d-ac24-11e9-8460-fa163e0a8baf","国械注准20193171890","牙种植体系统","常州百康特医疗器械有限公司","常州百康特医疗器械有限公司","a2a95a65982211ecb3f890e2ba8d9d30","牙种植体系统-基台","（T系骨水平基台预成型）TSNCN4.5-5.5","预成型","钛合金","C0702021380100110457","C07020213801001104570002581","06947600340676、06947600353034、06947600382584、06947600394945","申报企业自主确认为非招标产品、非中选产品或中选部件的附件（如覆盖螺丝、中央螺丝等）产品之一"]
["c083678e-22ec-11eb-bf70-fa163e0a8baf","5a38a90d-ac24-11e9-8460-fa163e0a8baf","国械注准20193171890","牙种植体系统","常州百康特医疗器械有限公司","常州百康特医疗器械有限公司","a2a95a65982211ecb3f890e2ba8d9d30","牙种植体系统-基台","（T系骨水平基台预成型）TSNC6.0-3.9","预成型","钛合金","C0702021380100110457","C07020213801001104570002582","06947600333821、06947600346180、06947600373742、06947600388092","申报企业自主确认为非招标产品、非中选产品或中选部件的附件（如覆盖螺丝、中央螺丝等）产品之一"]
["c0836914-22ec-11eb-bf70-fa163e0a8baf","5a38a90d-ac24-11e9-8460-fa163e0a8baf","国械注准20193171890","牙种植体系统","常州百康特医疗器械有限公司","常州百康特医疗器械有限公司","a2a95a65982211ecb3f890e2ba8d9d30","牙种植体系统-基台","（T系骨水平基台预成型）TSRCN5.5-1.9","预成型","钛合金","C0702021380100110457","C07020213801001104570002583","06947600341727、06947600354086、06947600361688、06947600369282、06947600383635、06947600395993","申报企业自主确认为非招标产品、非中选产品或中选部件的附件（如覆盖螺丝、中央螺丝等）产品之一"]
["c0836a9b-22ec-11eb-bf70-fa163e0a8baf","5a38a90d-ac24-11e9-8460-fa163e0a8baf","国械注准20193171890","牙种植体系统","常州百康特医疗器械有限公司","常州百康特医疗器械有限公司","a2a95a65982211ecb3f890e2ba8d9d30","牙种植体系统-基台","（T系骨水平基台预成型）TSRC6.5-0.9","预成型","钛合金","C0702021380100110457","C07020213801001104570002584","06947600334996、06947600347354、06947600357339、06947600364931、06947600374916、06947600389262","申报企业自主确认为非招标产品、非中选产品或中选部件的附件（如覆盖螺丝、中央螺丝等）产品之一"]
["c0836c93-22ec-11eb-bf70-fa163e0a8baf","5a38a90d-ac24-11e9-8460-fa163e0a8baf","国械注准20193171890","牙种植体系统","常州百康特医疗器械有限公司","常州百康特医疗器械有限公司","a2a95a65982211ecb3f890e2ba8d9d30","牙种植体系统-基台","（T系骨水平基台预成型）TSRC8.0-1.5","预成型","钛合金","C0702021380100110457","C07020213801001104570002585","06947600335405、06947600347767、06947600357742、06947600365341、06947600375326、06947600389675","申报企业自主确认为非招标产品、非中选产品或中选部件的附件（如覆盖螺丝、中央螺丝等）产品之一"]
["c0836e33-22ec-11eb-bf70-fa163e0a8baf","5a38a90d-ac24-11e9-8460-fa163e0a8baf","国械注准20193171890","牙种植体系统","常州百康特医疗器械有限公司","常州百康特医疗器械有限公司","a2a95a65982211ecb3f890e2ba8d9d30","牙种植体系统-基台","（T系骨水平基台预成型）TSRC7.5-5.3","预成型","钛合金","C0702021380100110457","C07020213801001104570002586","06947600337485、06947600349846、06947600359821、06947600367420、06947600377405、06947600391753","申报企业自主确认为非招标产品、非中选产品或中选部件的附件（如覆盖螺丝、中央螺丝等）产品之一"]
["c0836fc4-22ec-11eb-bf70-fa163e0a8baf","5a38a90d-ac24-11e9-8460-fa163e0a8baf","国械注准20193171890","牙种植体系统","常州百康特医疗器械有限公司","常州百康特医疗器械有限公司","a2a95a65982211ecb3f890e2ba8d9d30","牙种植体系统-基台","（T系骨水平基台预成型）TSNC9.0-3.9","预成型","钛合金","C0702021380100110457","C07020213801001104570002587","06947600333883、06947600346241、06947600373803、06947600388159","申报企业自主确认为非招标产品、非中选产品或中选部件的附件（如覆盖螺丝、中央螺丝等）产品之一"]
["c0837164-22ec-11eb-bf70-fa163e0a8baf","5a38a90d-ac24-11e9-8460-fa163e0a8baf","国械注准20193171890","牙种植体系统","常州百康特医疗器械有限公司","常州百康特医疗器械有限公司","a2a95a65982211ecb3f890e2ba8d9d30","牙种植体系统-基台","（T系骨水平基台预成型）TSRC12.5-1.9","预成型","钛合金","C0702021380100110457","C07020213801001104570002588","06947600335689、06947600348047、06947600358022、06947600365624、06947600375609、06947600389952","申报企业自主确认为非招标产品、非中选产品或中选部件的附件（如覆盖螺丝、中央螺丝等）产品之一"]
["c08372f9-22ec-11eb-bf70-fa163e0a8baf","5a38a90d-ac24-11e9-8460-fa163e0a8baf","国械注准20193171890","牙种植体系统","常州百康特医疗器械有限公司","常州百康特医疗器械有限公司","a2a95a65982211ecb3f890e2ba8d9d30","牙种植体系统-基台","（T系骨水平基台预成型）TSRCN6.0-0.5","预成型","钛合金","C0702021380100110457","C07020213801001104570002589","06947600340973、06947600353331、06947600360933、06947600368533、06947600382881、06947600395249","申报企业自主确认为非招标产品、非中选产品或中选部件的附件（如覆盖螺丝、中央螺丝等）产品之一"]
["c08374a9-22ec-11eb-bf70-fa163e0a8baf","5a38a90d-ac24-11e9-8460-fa163e0a8baf","国械注准20193171890","牙种植体系统","常州百康特医疗器械有限公司","常州百康特医疗器械有限公司","a2a95a65982211ecb3f890e2ba8d9d30","牙种植体系统-基台","（T系骨水平基台预成型）TSNCN5.0-4.3","预成型","钛合金","C0702021380100110457","C07020213801001104570002590","06947600340126、06947600352488、06947600382034、06947600394396","申报企业自主确认为非招标产品、非中选产品或中选部件的附件（如覆盖螺丝、中央螺丝等）产品之一"]
["c0838d74-22ec-11eb-bf70-fa163e0a8baf","5a38a90d-ac24-11e9-8460-fa163e0a8baf","国械注准20193171890","牙种植体系统","常州百康特医疗器械有限公司","常州百康特医疗器械有限公司","a2a95a65982211ecb3f890e2ba8d9d30","牙种植体系统-基台","（T系骨水平基台预成型）TSNCN6.0-4.5","预成型","钛合金","C0702021380100110457","C07020213801001104570002591","06947600340287、06947600352648、06947600382195、06947600394556","申报企业自主确认为非招标产品、非中选产品或中选部件的附件（如覆盖螺丝、中央螺丝等）产品之一"]
["c0838f1f-22ec-11eb-bf70-fa163e0a8baf","5a38a90d-ac24-11e9-8460-fa163e0a8baf","国械注准20193171890","牙种植体系统","常州百康特医疗器械有限公司","常州百康特医疗器械有限公司","a2a95a65982211ecb3f890e2ba8d9d30","牙种植体系统-基台","（T系骨水平基台预成型）TSNCN10.0-1.9","预成型","钛合金","C0702021380100110457","C07020213801001104570002592","06947600339243、06947600351603、06947600379164、06947600393511","申报企业自主确认为非招标产品、非中选产品或中选部件的附件（如覆盖螺丝、中央螺丝等）产品之一"]
["c08390ad-22ec-11eb-bf70-fa163e0a8baf","5a38a90d-ac24-11e9-8460-fa163e0a8baf","国械注准20193171890","牙种植体系统","常州百康特医疗器械有限公司","常州百康特医疗器械有限公司","a2a95a65982211ecb3f890e2ba8d9d30","牙种植体系统-基台","（T系骨水平基台预成型）TSRCN10.5-4.5","预成型","钛合金","C0702021380100110457","C07020213801001104570002593","06947600343349、06947600355700、06947600363309、06947600370901、06947600385257、06947600397618","申报企业自主确认为非招标产品、非中选产品或中选部件的附件（如覆盖螺丝、中央螺丝等）产品之一"]
["c083923e-22ec-11eb-bf70-fa163e0a8baf","5a38a90d-ac24-11e9-8460-fa163e0a8baf","国械注准20193171890","牙种植体系统","常州百康特医疗器械有限公司","常州百康特医疗器械有限公司","a2a95a65982211ecb3f890e2ba8d9d30","牙种植体系统-基台","（T系骨水平基台预成型）TSRC12.5-6.3","预成型","钛合金","C0702021380100110457","C07020213801001104570002594","06947600338154、06947600350514、06947600360490、06947600368090、06947600378075、06947600392422","申报企业自主确认为非招标产品、非中选产品或中选部件的附件（如覆盖螺丝、中央螺丝等）产品之一"]
["c08393d0-22ec-11eb-bf70-fa163e0a8baf","5a38a90d-ac24-11e9-8460-fa163e0a8baf","国械注准20193171890","牙种植体系统","常州百康特医疗器械有限公司","常州百康特医疗器械有限公司","a2a95a65982211ecb3f890e2ba8d9d30","牙种植体系统-基台","（T系骨水平基台预成型）TSRCN5.5-2.5","预成型","钛合金","C0702021380100110457","C07020213801001104570002595","06947600342106、06947600354468、06947600362067、06947600369660、06947600384014、06947600396376","申报企业自主确认为非招标产品、非中选产品或中选部件的附件（如覆盖螺丝、中央螺丝等）产品之一"]
["c0839563-22ec-11eb-bf70-fa163e0a8baf","5a38a90d-ac24-11e9-8460-fa163e0a8baf","国械注准20193171890","牙种植体系统","常州百康特医疗器械有限公司","常州百康特医疗器械有限公司","a2a95a65982211ecb3f890e2ba8d9d30","牙种植体系统-基台","（T系骨水平基台预成型）TSRC6.5-3.3","预成型","钛合金","C0702021380100110457","C07020213801001104570002596","06947600336327、06947600348681、06947600358664、06947600366263、06947600376248、06947600390596","申报企业自主确认为非招标产品、非中选产品或中选部件的附件（如覆盖螺丝、中央螺丝等）产品之一"]
["c08396f6-22ec-11eb-bf70-fa163e0a8baf","5a38a90d-ac24-11e9-8460-fa163e0a8baf","国械注准20193171890","牙种植体系统","常州百康特医疗器械有限公司","常州百康特医疗器械有限公司","a2a95a65982211ecb3f890e2ba8d9d30","牙种植体系统-基台","（T系骨水平基台预成型）TSRCN7.0-4.3","预成型","钛合金","C0702021380100110457","C07020213801001104570002597","06947600343080、06947600355441、06947600363040、06947600370642、06947600384991、06947600397359","申报企业自主确认为非招标产品、非中选产品或中选部件的附件（如覆盖螺丝、中央螺丝等）产品之一"]
["c0839886-22ec-11eb-bf70-fa163e0a8baf","5a38a90d-ac24-11e9-8460-fa163e0a8baf","国械注准20193171890","牙种植体系统","常州百康特医疗器械有限公司","常州百康特医疗器械有限公司","a2a95a65982211ecb3f890e2ba8d9d30","牙种植体系统-基台","（T系骨水平基台预成型）TSNC9.5-4.9","预成型","钛合金","C0702021380100110457","C07020213801001104570002598","06947600334316、06947600346678、06947600374237、06947600388584","申报企业自主确认为非招标产品、非中选产品或中选部件的附件（如覆盖螺丝、中央螺丝等）产品之一"]
["c0839a46-22ec-11eb-bf70-fa163e0a8baf","5a38a90d-ac24-11e9-8460-fa163e0a8baf","国械注准20193171890","牙种植体系统","常州百康特医疗器械有限公司","常州百康特医疗器械有限公司","a2a95a65982211ecb3f890e2ba8d9d30","牙种植体系统-基台","（T系骨水平基台预成型）TSRCN4.0-5.5","预成型","钛合金","C0702021380100110457","C07020213801001104570002599","06947600343783、06947600356141、06947600363743、06947600371342、06947600385691、06947600398059","申报企业自主确认为非招标产品、非中选产品或中选部件的附件（如覆盖螺丝、中央螺丝等）产品之一"]
["c0839be0-22ec-11eb-bf70-fa163e0a8baf","5a38a90d-ac24-11e9-8460-fa163e0a8baf","国械注准20193171890","牙种植体系统","常州百康特医疗器械有限公司","常州百康特医疗器械有限公司","a2a95a65982211ecb3f890e2ba8d9d30","牙种植体系统-基台","（T系骨水平基台预成型）TSRC5.5-2.9","预成型","钛合金","C0702021380100110457","C07020213801001104570002600","06947600336112、06947600348474、06947600358459、06947600366058、06947600376033、06947600390381","申报企业自主确认为非招标产品、非中选产品或中选部件的附件（如覆盖螺丝、中央螺丝等）产品之一"]
["c0839d71-22ec-11eb-bf70-fa163e0a8baf","5a38a90d-ac24-11e9-8460-fa163e0a8baf","国械注准20193171890","牙种植体系统","常州百康特医疗器械有限公司","常州百康特医疗器械有限公司","a2a95a65982211ecb3f890e2ba8d9d30","牙种植体系统-基台","（T系骨水平基台预成型）TSNCN8.5-3.3","预成型","钛合金","C0702021380100110457","C07020213801001104570002601","06947600339771、06947600352136、06947600379690、06947600394044","申报企业自主确认为非招标产品、非中选产品或中选部件的附件（如覆盖螺丝、中央螺丝等）产品之一"]
["c0839efc-22ec-11eb-bf70-fa163e0a8baf","5a38a90d-ac24-11e9-8460-fa163e0a8baf","国械注准20193171890","牙种植体系统","常州百康特医疗器械有限公司","常州百康特医疗器械有限公司","a2a95a65982211ecb3f890e2ba8d9d30","牙种植体系统-基台","（T系骨水平基台预成型）TSNCN8.0-3.3","预成型","钛合金","C0702021380100110457","C07020213801001104570002602","06947600339762、06947600352129、06947600379687、06947600394037","申报企业自主确认为非招标产品、非中选产品或中选部件的附件（如覆盖螺丝、中央螺丝等）产品之一"]
["c083a093-22ec-11eb-bf70-fa163e0a8baf","5a38a90d-ac24-11e9-8460-fa163e0a8baf","国械注准20193171890","牙种植体系统","常州百康特医疗器械有限公司","常州百康特医疗器械有限公司","a2a95a65982211ecb3f890e2ba8d9d30","牙种植体系统-基台","（T系骨水平基台预成型）TSNCN9.0-5.3","预成型","钛合金","C0702021380100110457","C07020213801001104570002603","06947600340621、06947600352983、06947600382539、06947600394891","申报企业自主确认为非招标产品、非中选产品或中选部件的附件（如覆盖螺丝、中央螺丝等）产品之一"]
["c083a223-22ec-11eb-bf70-fa163e0a8baf","5a38a90d-ac24-11e9-8460-fa163e0a8baf","国械注准20193171890","牙种植体系统","常州百康特医疗器械有限公司","常州百康特医疗器械有限公司","a2a95a65982211ecb3f890e2ba8d9d30","牙种植体系统-基台","（T系骨水平基台预成型）TSNC3.5-0.9","预成型","钛合金","C0702021380100110457","C07020213801001104570002604","06947600332510、06947600344872、06947600372431、06947600386780","申报企业自主确认为非招标产品、非中选产品或中选部件的附件（如覆盖螺丝、中央螺丝等）产品之一"]
["c083a3f7-22ec-11eb-bf70-fa163e0a8baf","5a38a90d-ac24-11e9-8460-fa163e0a8baf","国械注准20193171890","牙种植体系统","常州百康特医疗器械有限公司","常州百康特医疗器械有限公司","a2a95a65982211ecb3f890e2ba8d9d30","牙种植体系统-基台","（T系骨水平基台预成型）TSRC13.0-1.3","预成型","钛合金","C0702021380100110457","C07020213801001104570002605","06947600335313、06947600347675、06947600357650、06947600365259、06947600375234、06947600389587","申报企业自主确认为非招标产品、非中选产品或中选部件的附件（如覆盖螺丝、中央螺丝等）产品之一"]
["c083a5d4-22ec-11eb-bf70-fa163e0a8baf","5a38a90d-ac24-11e9-8460-fa163e0a8baf","国械注准20193171890","牙种植体系统","常州百康特医疗器械有限公司","常州百康特医疗器械有限公司","a2a95a65982211ecb3f890e2ba8d9d30","牙种植体系统-基台","（T系骨水平基台预成型）TSNCN5.5-3.5","预成型","钛合金","C0702021380100110457","C07020213801001104570002606","06947600339854、06947600352211、06947600379775、06947600394129","申报企业自主确认为非招标产品、非中选产品或中选部件的附件（如覆盖螺丝、中央螺丝等）产品之一"]
["c083a774-22ec-11eb-bf70-fa163e0a8baf","5a38a90d-ac24-11e9-8460-fa163e0a8baf","国械注准20193171890","牙种植体系统","常州百康特医疗器械有限公司","常州百康特医疗器械有限公司","a2a95a65982211ecb3f890e2ba8d9d30","牙种植体系统-基台","（T系骨水平基台预成型）TSNC6.5-4.3","预成型","钛合金","C0702021380100110457","C07020213801001104570002607","06947600333975、06947600346333、06947600373896、06947600388241","申报企业自主确认为非招标产品、非中选产品或中选部件的附件（如覆盖螺丝、中央螺丝等）产品之一"]
["c083a904-22ec-11eb-bf70-fa163e0a8baf","5a38a90d-ac24-11e9-8460-fa163e0a8baf","国械注准20193171890","牙种植体系统","常州百康特医疗器械有限公司","常州百康特医疗器械有限公司","a2a95a65982211ecb3f890e2ba8d9d30","牙种植体系统-基台","（T系骨水平基台预成型）TSRCN4.5-6.3","预成型","钛合金","C0702021380100110457","C07020213801001104570002608","06947600344179、06947600356530、06947600364139、06947600371731、06947600386087、06947600398448","申报企业自主确认为非招标产品、非中选产品或中选部件的附件（如覆盖螺丝、中央螺丝等）产品之一"]
["c083aa95-22ec-11eb-bf70-fa163e0a8baf","5a38a90d-ac24-11e9-8460-fa163e0a8baf","国械注准20193171890","牙种植体系统","常州百康特医疗器械有限公司","常州百康特医疗器械有限公司","a2a95a65982211ecb3f890e2ba8d9d30","牙种植体系统-基台","（T系骨水平基台预成型）TSRC4.5-5.5","预成型","钛合金","C0702021380100110457","C07020213801001104570002609","06947600337614、06947600349974、06947600359951、06947600367550、06947600377535、06947600391883","申报企业自主确认为非招标产品、非中选产品或中选部件的附件（如覆盖螺丝、中央螺丝等）产品之一"]
["c083ac22-22ec-11eb-bf70-fa163e0a8baf","5a38a90d-ac24-11e9-8460-fa163e0a8baf","国械注准20193171890","牙种植体系统","常州百康特医疗器械有限公司","常州百康特医疗器械有限公司","a2a95a65982211ecb3f890e2ba8d9d30","牙种植体系统-基台","（T系骨水平基台预成型）TSRC8.5-6.5","预成型","钛合金","C0702021380100110457","C07020213801001104570002610","06947600338260、06947600350620、06947600360605、06947600368205、06947600378181、06947600392538","申报企业自主确认为非招标产品、非中选产品或中选部件的附件（如覆盖螺丝、中央螺丝等）产品之一"]
["c083adb1-22ec-11eb-bf70-fa163e0a8baf","5a38a90d-ac24-11e9-8460-fa163e0a8baf","国械注准20193171890","牙种植体系统","常州百康特医疗器械有限公司","常州百康特医疗器械有限公司","a2a95a65982211ecb3f890e2ba8d9d30","牙种植体系统-基台","（T系骨水平基台预成型）TSRC12.0-3.9","预成型","钛合金","C0702021380100110457","C07020213801001104570002611","06947600336815、06947600349174、06947600359159、06947600366751、06947600376736、06947600391081","申报企业自主确认为非招标产品、非中选产品或中选部件的附件（如覆盖螺丝、中央螺丝等）产品之一"]
["c083af42-22ec-11eb-bf70-fa163e0a8baf","5a38a90d-ac24-11e9-8460-fa163e0a8baf","国械注准20193171890","牙种植体系统","常州百康特医疗器械有限公司","常州百康特医疗器械有限公司","a2a95a65982211ecb3f890e2ba8d9d30","牙种植体系统-基台","（T系骨水平基台预成型）TSNC7.0-4.9","预成型","钛合金","C0702021380100110457","C07020213801001104570002612","06947600334262、06947600346623、06947600374183、06947600388531","申报企业自主确认为非招标产品、非中选产品或中选部件的附件（如覆盖螺丝、中央螺丝等）产品之一"]
["c083b0de-22ec-11eb-bf70-fa163e0a8baf","5a38a90d-ac24-11e9-8460-fa163e0a8baf","国械注准20193171890","牙种植体系统","常州百康特医疗器械有限公司","常州百康特医疗器械有限公司","a2a95a65982211ecb3f890e2ba8d9d30","牙种植体系统-基台","（T系骨水平基台预成型）TSNCN9.0-0.9","预成型","钛合金","C0702021380100110457","C07020213801001104570002613","06947600338802、06947600351160、06947600378723、06947600393078","申报企业自主确认为非招标产品、非中选产品或中选部件的附件（如覆盖螺丝、中央螺丝等）产品之一"]
["c083b278-22ec-11eb-bf70-fa163e0a8baf","5a38a90d-ac24-11e9-8460-fa163e0a8baf","国械注准20193171890","牙种植体系统","常州百康特医疗器械有限公司","常州百康特医疗器械有限公司","a2a95a65982211ecb3f890e2ba8d9d30","牙种植体系统-基台","（T系骨水平基台预成型）TSRCN6.5-1.5","预成型","钛合金","C0702021380100110457","C07020213801001104570002614","06947600341550、06947600353911、06947600361510、06947600369110、06947600383468、06947600395829","申报企业自主确认为非招标产品、非中选产品或中选部件的附件（如覆盖螺丝、中央螺丝等）产品之一"]
["c083b428-22ec-11eb-bf70-fa163e0a8baf","5a38a90d-ac24-11e9-8460-fa163e0a8baf","国械注准20193171890","牙种植体系统","常州百康特医疗器械有限公司","常州百康特医疗器械有限公司","a2a95a65982211ecb3f890e2ba8d9d30","牙种植体系统-基台","（T系骨水平基台预成型）TSRCN7.5-1.5","预成型","钛合金","C0702021380100110457","C07020213801001104570002615","06947600341574、06947600353935、06947600361534、06947600369134、06947600383482、06947600395843","申报企业自主确认为非招标产品、非中选产品或中选部件的附件（如覆盖螺丝、中央螺丝等）产品之一"]
["c083b5bf-22ec-11eb-bf70-fa163e0a8baf","5a38a90d-ac24-11e9-8460-fa163e0a8baf","国械注准20193171890","牙种植体系统","常州百康特医疗器械有限公司","常州百康特医疗器械有限公司","a2a95a65982211ecb3f890e2ba8d9d30","牙种植体系统-基台","（T系骨水平基台预成型）TSNC7.0-5.9","预成型","钛合金","C0702021380100110457","C07020213801001104570002616","06947600334682、06947600347040、06947600374602、06947600388951","申报企业自主确认为非招标产品、非中选产品或中选部件的附件（如覆盖螺丝、中央螺丝等）产品之一"]
["c083b768-22ec-11eb-bf70-fa163e0a8baf","5a38a90d-ac24-11e9-8460-fa163e0a8baf","国械注准20193171890","牙种植体系统","常州百康特医疗器械有限公司","常州百康特医疗器械有限公司","a2a95a65982211ecb3f890e2ba8d9d30","牙种植体系统-基台","（T系骨水平基台预成型）TSNCN8.0-2.5","预成型","钛合金","C0702021380100110457","C07020213801001104570002617","06947600339481、06947600351849、06947600379409、06947600393757","申报企业自主确认为非招标产品、非中选产品或中选部件的附件（如覆盖螺丝、中央螺丝等）产品之一"]
["c083b90d-22ec-11eb-bf70-fa163e0a8baf","5a38a90d-ac24-11e9-8460-fa163e0a8baf","国械注准20193171890","牙种植体系统","常州百康特医疗器械有限公司","常州百康特医疗器械有限公司","a2a95a65982211ecb3f890e2ba8d9d30","牙种植体系统-基台","（T系骨水平基台预成型）TSNC3.5-4.5","预成型","钛合金","C0702021380100110457","C07020213801001104570002618","06947600334057、06947600346418、06947600373971、06947600388326","申报企业自主确认为非招标产品、非中选产品或中选部件的附件（如覆盖螺丝、中央螺丝等）产品之一"]
["c083ba9f-22ec-11eb-bf70-fa163e0a8baf","5a38a90d-ac24-11e9-8460-fa163e0a8baf","国械注准20193171890","牙种植体系统","常州百康特医疗器械有限公司","常州百康特医疗器械有限公司","a2a95a65982211ecb3f890e2ba8d9d30","牙种植体系统-基台","（T系骨水平基台预成型）TSRC9.0-0.5","预成型","钛合金","C0702021380100110457","C07020213801001104570002619","06947600334859、06947600347217、06947600357193、06947600364795、06947600374770、06947600389125","申报企业自主确认为非招标产品、非中选产品或中选部件的附件（如覆盖螺丝、中央螺丝等）产品之一"]
["c083bc32-22ec-11eb-bf70-fa163e0a8baf","5a38a90d-ac24-11e9-8460-fa163e0a8baf","国械注准20193171890","牙种植体系统","常州百康特医疗器械有限公司","常州百康特医疗器械有限公司","a2a95a65982211ecb3f890e2ba8d9d30","牙种植体系统-基台","（T系骨水平基台预成型）TSNCN4.0-1.9","预成型","钛合金","C0702021380100110457","C07020213801001104570002620","06947600339120、06947600351481、06947600379041、06947600393399","申报企业自主确认为非招标产品、非中选产品或中选部件的附件（如覆盖螺丝、中央螺丝等）产品之一"]
["c083bdd2-22ec-11eb-bf70-fa163e0a8baf","5a38a90d-ac24-11e9-8460-fa163e0a8baf","国械注准20193171890","牙种植体系统","常州百康特医疗器械有限公司","常州百康特医疗器械有限公司","a2a95a65982211ecb3f890e2ba8d9d30","牙种植体系统-基台","（T系骨水平基台预成型）TSRC8.5-2.3","预成型","钛合金","C0702021380100110457","C07020213801001104570002621","06947600335795、06947600348153、06947600358138、06947600365730、06947600375715、06947600390060","申报企业自主确认为非招标产品、非中选产品或中选部件的附件（如覆盖螺丝、中央螺丝等）产品之一"]
["c083bf64-22ec-11eb-bf70-fa163e0a8baf","5a38a90d-ac24-11e9-8460-fa163e0a8baf","国械注准20193171890","牙种植体系统","常州百康特医疗器械有限公司","常州百康特医疗器械有限公司","a2a95a65982211ecb3f890e2ba8d9d30","牙种植体系统-基台","（T系骨水平基台预成型）TSRC9.5-1.5","预成型","钛合金","C0702021380100110457","C07020213801001104570002622","06947600335436、06947600347792、06947600357773、06947600365372、06947600375357、06947600389705","申报企业自主确认为非招标产品、非中选产品或中选部件的附件（如覆盖螺丝、中央螺丝等）产品之一"]
["c083c0ee-22ec-11eb-bf70-fa163e0a8baf","5a38a90d-ac24-11e9-8460-fa163e0a8baf","国械注准20193171890","牙种植体系统","常州百康特医疗器械有限公司","常州百康特医疗器械有限公司","a2a95a65982211ecb3f890e2ba8d9d30","牙种植体系统-基台","（T系骨水平基台预成型）TSNCN4.0-0.9","预成型","钛合金","C0702021380100110457","C07020213801001104570002623","06947600338703、06947600351061、06947600378624、06947600392972","申报企业自主确认为非招标产品、非中选产品或中选部件的附件（如覆盖螺丝、中央螺丝等）产品之一"]
["c083c2a5-22ec-11eb-bf70-fa163e0a8baf","5a38a90d-ac24-11e9-8460-fa163e0a8baf","国械注准20193171890","牙种植体系统","常州百康特医疗器械有限公司","常州百康特医疗器械有限公司","a2a95a65982211ecb3f890e2ba8d9d30","牙种植体系统-基台","（T系骨水平基台预成型）TSNC8.5-3.5","预成型","钛合金","C0702021380100110457","C07020213801001104570002624","06947600333739、06947600346098、06947600373650、06947600388005","申报企业自主确认为非招标产品、非中选产品或中选部件的附件（如覆盖螺丝、中央螺丝等）产品之一"]
["c083c444-22ec-11eb-bf70-fa163e0a8baf","5a38a90d-ac24-11e9-8460-fa163e0a8baf","国械注准20193171890","牙种植体系统","常州百康特医疗器械有限公司","常州百康特医疗器械有限公司","a2a95a65982211ecb3f890e2ba8d9d30","牙种植体系统-基台","（T系骨水平基台预成型）TSRCN11.5-4.5","预成型","钛合金","C0702021380100110457","C07020213801001104570002625","06947600343363、06947600355724、06947600363323、06947600370925、06947600385271、06947600397632","申报企业自主确认为非招标产品、非中选产品或中选部件的附件（如覆盖螺丝、中央螺丝等）产品之一"]
["c083c5db-22ec-11eb-bf70-fa163e0a8baf","5a38a90d-ac24-11e9-8460-fa163e0a8baf","国械注准20193171890","牙种植体系统","常州百康特医疗器械有限公司","常州百康特医疗器械有限公司","a2a95a65982211ecb3f890e2ba8d9d30","牙种植体系统-基台","（T系骨水平基台预成型）TSRCN9.0-6.5","预成型","钛合金","C0702021380100110457","C07020213801001104570002626","06947600344452、06947600356813、06947600364412、06947600372011、06947600386360、06947600398721","申报企业自主确认为非招标产品、非中选产品或中选部件的附件（如覆盖螺丝、中央螺丝等）产品之一"]
["c083c788-22ec-11eb-bf70-fa163e0a8baf","5a38a90d-ac24-11e9-8460-fa163e0a8baf","国械注准20193171890","牙种植体系统","常州百康特医疗器械有限公司","常州百康特医疗器械有限公司","a2a95a65982211ecb3f890e2ba8d9d30","牙种植体系统-基台","（T系骨水平基台预成型）TSRCN8.0-6.9","预成型","钛合金","C0702021380100110457","C07020213801001104570002627","06947600344629、06947600356981、06947600364580、06947600372189、06947600386537、06947600398891","申报企业自主确认为非招标产品、非中选产品或中选部件的附件（如覆盖螺丝、中央螺丝等）产品之一"]
["c083c920-22ec-11eb-bf70-fa163e0a8baf","5a38a90d-ac24-11e9-8460-fa163e0a8baf","国械注准20193171890","牙种植体系统","常州百康特医疗器械有限公司","常州百康特医疗器械有限公司","a2a95a65982211ecb3f890e2ba8d9d30","牙种植体系统-基台","（T系骨水平基台预成型）TSRCN12.5-3.3","预成型","钛合金","C0702021380100110457","C07020213801001104570002628","06947600342625、06947600354987、06947600362586、06947600370185、06947600384533、06947600396895","申报企业自主确认为非招标产品、非中选产品或中选部件的附件（如覆盖螺丝、中央螺丝等）产品之一"]
["c083cad5-22ec-11eb-bf70-fa163e0a8baf","5a38a90d-ac24-11e9-8460-fa163e0a8baf","国械注准20193171890","牙种植体系统","常州百康特医疗器械有限公司","常州百康特医疗器械有限公司","a2a95a65982211ecb3f890e2ba8d9d30","牙种植体系统-基台","（T系骨水平基台预成型）TSNC9.0-3.3","预成型","钛合金","C0702021380100110457","C07020213801001104570002629","06947600333609、06947600345961、06947600373520、06947600387871","申报企业自主确认为非招标产品、非中选产品或中选部件的附件（如覆盖螺丝、中央螺丝等）产品之一"]
["c083ce19-22ec-11eb-bf70-fa163e0a8baf","5a38a90d-ac24-11e9-8460-fa163e0a8baf","国械注准20193171890","牙种植体系统","常州百康特医疗器械有限公司","常州百康特医疗器械有限公司","a2a95a65982211ecb3f890e2ba8d9d30","牙种植体系统-基台","（T系骨水平基台预成型）TSRCN4.0-4.9","预成型","钛合金","C0702021380100110457","C07020213801001104570002630","06947600343400、06947600355762、06947600363361、06947600370963、06947600385318、06947600397670","申报企业自主确认为非招标产品、非中选产品或中选部件的附件（如覆盖螺丝、中央螺丝等）产品之一"]
["c083cfd9-22ec-11eb-bf70-fa163e0a8baf","5a38a90d-ac24-11e9-8460-fa163e0a8baf","国械注准20193171890","牙种植体系统","常州百康特医疗器械有限公司","常州百康特医疗器械有限公司","a2a95a65982211ecb3f890e2ba8d9d30","牙种植体系统-基台","（T系骨水平基台预成型）TSNCN9.0-1.3","预成型","钛合金","C0702021380100110457","C07020213801001104570002631","06947600338949、06947600351306、06947600378860、06947600393214","申报企业自主确认为非招标产品、非中选产品或中选部件的附件（如覆盖螺丝、中央螺丝等）产品之一"]
["c083d1ad-22ec-11eb-bf70-fa163e0a8baf","5a38a90d-ac24-11e9-8460-fa163e0a8baf","国械注准20193171890","牙种植体系统","常州百康特医疗器械有限公司","常州百康特医疗器械有限公司","a2a95a65982211ecb3f890e2ba8d9d30","牙种植体系统-基台","（T系骨水平基台预成型）TSNC3.5-5.9","预成型","钛合金","C0702021380100110457","C07020213801001104570002632","06947600334613、06947600346975、06947600374534、06947600388887","申报企业自主确认为非招标产品、非中选产品或中选部件的附件（如覆盖螺丝、中央螺丝等）产品之一"]
["c083d353-22ec-11eb-bf70-fa163e0a8baf","5a38a90d-ac24-11e9-8460-fa163e0a8baf","国械注准20193171890","牙种植体系统","常州百康特医疗器械有限公司","常州百康特医疗器械有限公司","a2a95a65982211ecb3f890e2ba8d9d30","牙种植体系统-基台","（T系骨水平基台预成型）TSRC10.5-5.5","预成型","钛合金","C0702021380100110457","C07020213801001104570002633","06947600337737、06947600350095、06947600360070、06947600367673、06947600377658、06947600392002","申报企业自主确认为非招标产品、非中选产品或中选部件的附件（如覆盖螺丝、中央螺丝等）产品之一"]
["c084c715-22ec-11eb-bf70-fa163e0a8baf","5a38a90d-ac24-11e9-8460-fa163e0a8baf","国械注准20193171890","牙种植体系统","常州百康特医疗器械有限公司","常州百康特医疗器械有限公司","a2a95a65982211ecb3f890e2ba8d9d30","牙种植体系统-基台","（T系骨水平基台预成型）TSNCN4.0-3.5","预成型","钛合金","C0702021380100110457","C07020213801001104570002634","06947600339823、06947600352181、06947600379744、06947600394099","申报企业自主确认为非招标产品、非中选产品或中选部件的附件（如覆盖螺丝、中央螺丝等）产品之一"]
["c084e017-22ec-11eb-bf70-fa163e0a8baf","5a38a90d-ac24-11e9-8460-fa163e0a8baf","国械注准20193171890","牙种植体系统","常州百康特医疗器械有限公司","常州百康特医疗器械有限公司","a2a95a65982211ecb3f890e2ba8d9d30","牙种植体系统-基台","（T系骨水平基台预成型）TSNC6.0-4.3","预成型","钛合金","C0702021380100110457","C07020213801001104570002635","06947600333968、06947600346326、06947600373889、06947600388234","申报企业自主确认为非招标产品、非中选产品或中选部件的附件（如覆盖螺丝、中央螺丝等）产品之一"]
["c08548cb-816a-11eb-ace3-fa163e311f19","5a38a90d-ac24-11e9-8460-fa163e0a8baf","国械注准20193171890","牙种植体系统","常州百康特医疗器械有限公司","常州百康特医疗器械有限公司","a2a95a65982211ecb3f890e2ba8d9d30","牙种植体系统-基台","(B系骨水平基台角度型(多功能))BLRJD30°-5.5A","角度型","钛合金","C0702021380100110457","C07020213801001104570002636","06947600303534","申报企业自主确认为非招标产品、非中选产品或中选部件的附件（如覆盖螺丝、中央螺丝等）产品之一"]
["c08a03b5-22ec-11eb-bf70-fa163e0a8baf","5a38a90d-ac24-11e9-8460-fa163e0a8baf","国械注准20193171890","牙种植体系统","常州百康特医疗器械有限公司","常州百康特医疗器械有限公司","a2a95a65982211ecb3f890e2ba8d9d30","牙种植体系统-基台","（T系骨水平基台预成型）TSRC7.0-1.5","预成型","钛合金","C0702021380100110457","C07020213801001104570002637","06947600335382、06947600347743、06947600357728、06947600365327、06947600375302、06947600389651","申报企业自主确认为非招标产品、非中选产品或中选部件的附件（如覆盖螺丝、中央螺丝等）产品之一"]
["c08a1d58-22ec-11eb-bf70-fa163e0a8baf","5a38a90d-ac24-11e9-8460-fa163e0a8baf","国械注准20193171890","牙种植体系统","常州百康特医疗器械有限公司","常州百康特医疗器械有限公司","a2a95a65982211ecb3f890e2ba8d9d30","牙种植体系统-基台","（T系骨水平基台预成型）TSRCN5.0-2.3","预成型","钛合金","C0702021380100110457","C07020213801001104570002638","06947600341901、06947600354260、06947600361862、06947600369462、06947600383819、06947600396178","申报企业自主确认为非招标产品、非中选产品或中选部件的附件（如覆盖螺丝、中央螺丝等）产品之一"]
["c08a3200-22ec-11eb-bf70-fa163e0a8baf","5a38a90d-ac24-11e9-8460-fa163e0a8baf","国械注准20193171890","牙种植体系统","常州百康特医疗器械有限公司","常州百康特医疗器械有限公司","a2a95a65982211ecb3f890e2ba8d9d30","牙种植体系统-基台","（T系骨水平基台预成型）TSRCN10.0-0.5","预成型","钛合金","C0702021380100110457","C07020213801001104570002639","06947600341055、06947600353416、06947600361015、06947600368618、06947600382966、06947600395324","申报企业自主确认为非招标产品、非中选产品或中选部件的附件（如覆盖螺丝、中央螺丝等）产品之一"]
["c08a33b1-22ec-11eb-bf70-fa163e0a8baf","5a38a90d-ac24-11e9-8460-fa163e0a8baf","国械注准20193171890","牙种植体系统","常州百康特医疗器械有限公司","常州百康特医疗器械有限公司","a2a95a65982211ecb3f890e2ba8d9d30","牙种植体系统-基台","（T系骨水平基台预成型）TSRC5.0-0.5","预成型","钛合金","C0702021380100110457","C07020213801001104570002640","06947600334774、06947600347132、06947600357117、06947600364719、06947600374695、06947600389040","申报企业自主确认为非招标产品、非中选产品或中选部件的附件（如覆盖螺丝、中央螺丝等）产品之一"]
["c08a35b2-22ec-11eb-bf70-fa163e0a8baf","5a38a90d-ac24-11e9-8460-fa163e0a8baf","国械注准20193171890","牙种植体系统","常州百康特医疗器械有限公司","常州百康特医疗器械有限公司","a2a95a65982211ecb3f890e2ba8d9d30","牙种植体系统-基台","（T系骨水平基台预成型）TSRC11.5-0.9","预成型","钛合金","C0702021380100110457","C07020213801001104570002641","06947600335092、06947600347453、06947600357438、06947600365037、06947600375012、06947600389361","申报企业自主确认为非招标产品、非中选产品或中选部件的附件（如覆盖螺丝、中央螺丝等）产品之一"]
["c08a3749-22ec-11eb-bf70-fa163e0a8baf","5a38a90d-ac24-11e9-8460-fa163e0a8baf","国械注准20193171890","牙种植体系统","常州百康特医疗器械有限公司","常州百康特医疗器械有限公司","a2a95a65982211ecb3f890e2ba8d9d30","牙种植体系统-基台","（T系骨水平基台预成型）TSRCN7.5-5.9","预成型","钛合金","C0702021380100110457","C07020213801001104570002642","06947600344049、06947600356400、06947600364009、06947600371601、06947600385950、06947600398318","申报企业自主确认为非招标产品、非中选产品或中选部件的附件（如覆盖螺丝、中央螺丝等）产品之一"]
["c08a38d9-22ec-11eb-bf70-fa163e0a8baf","5a38a90d-ac24-11e9-8460-fa163e0a8baf","国械注准20193171890","牙种植体系统","常州百康特医疗器械有限公司","常州百康特医疗器械有限公司","a2a95a65982211ecb3f890e2ba8d9d30","牙种植体系统-基台","（T系骨水平基台预成型）TSNC5.0-1.9","预成型","钛合金","C0702021380100110457","C07020213801001104570002643","06947600332961、06947600345329、06947600372882、06947600387237","申报企业自主确认为非招标产品、非中选产品或中选部件的附件（如覆盖螺丝、中央螺丝等）产品之一"]
["c08a528f-22ec-11eb-bf70-fa163e0a8baf","5a38a90d-ac24-11e9-8460-fa163e0a8baf","国械注准20193171890","牙种植体系统","常州百康特医疗器械有限公司","常州百康特医疗器械有限公司","a2a95a65982211ecb3f890e2ba8d9d30","牙种植体系统-基台","（T系骨水平基台预成型）TSNC8.0-2.3","预成型","钛合金","C0702021380100110457","C07020213801001104570002644","06947600333166、06947600345527、06947600373087、06947600387435","申报企业自主确认为非招标产品、非中选产品或中选部件的附件（如覆盖螺丝、中央螺丝等）产品之一"]
["c08a5453-22ec-11eb-bf70-fa163e0a8baf","5a38a90d-ac24-11e9-8460-fa163e0a8baf","国械注准20193171890","牙种植体系统","常州百康特医疗器械有限公司","常州百康特医疗器械有限公司","a2a95a65982211ecb3f890e2ba8d9d30","牙种植体系统-基台","（T系骨水平基台预成型）TSRCN9.5-1.5","预成型","钛合金","C0702021380100110457","C07020213801001104570002645","06947600341611、06947600353973、06947600361572、06947600369172、06947600383529、06947600395881","申报企业自主确认为非招标产品、非中选产品或中选部件的附件（如覆盖螺丝、中央螺丝等）产品之一"]
["c08a55e3-22ec-11eb-bf70-fa163e0a8baf","5a38a90d-ac24-11e9-8460-fa163e0a8baf","国械注准20193171890","牙种植体系统","常州百康特医疗器械有限公司","常州百康特医疗器械有限公司","a2a95a65982211ecb3f890e2ba8d9d30","牙种植体系统-基台","（T系骨水平基台预成型）TSRC12.0-0.9","预成型","钛合金","C0702021380100110457","C07020213801001104570002646","06947600335108、06947600347460、06947600357445、06947600365044、06947600375029、06947600389372","申报企业自主确认为非招标产品、非中选产品或中选部件的附件（如覆盖螺丝、中央螺丝等）产品之一"]
["c5c1bda1-816a-11eb-ace3-fa163e311f19","5a38a90d-ac24-11e9-8460-fa163e0a8baf","国械注准20193171890","牙种植体系统","常州百康特医疗器械有限公司","常州百康特医疗器械有限公司","a2a95a65982211ecb3f890e2ba8d9d30","牙种植体系统-基台","(B系骨水平基台角度型(多功能))BLRJD30°-5.5B","角度型","钛合金","C0702021380100110457","C07020213801001104570002648","06947600303541","申报企业自主确认为非招标产品、非中选产品或中选部件的附件（如覆盖螺丝、中央螺丝等）产品之一"]
["c5d90c42-8853-11eb-ace3-fa163e311f19","5a38a90d-ac24-11e9-8460-fa163e0a8baf","国械注准20193171890","牙种植体系统","常州百康特医疗器械有限公司","常州百康特医疗器械有限公司","a2a95a65982211ecb3f890e2ba8d9d30","牙种植体系统-基台","(B系骨水平基台实心型(多功能))BLRS4.5-2.5","实心型","钛合金","C0702021380100110457","C07020213801001104570000045","06947600303299","申报企业自主确认为非招标产品、非中选产品或中选部件的附件（如覆盖螺丝、中央螺丝等）产品之一"]
["cd7cd6e4-8853-11eb-ace3-fa163e311f19","5a38a90d-ac24-11e9-8460-fa163e0a8baf","国械注准20193171890","牙种植体系统","常州百康特医疗器械有限公司","常州百康特医疗器械有限公司","a2a95a65982211ecb3f890e2ba8d9d30","牙种植体系统-基台","(B系骨水平基台实心型(多功能))BLRS4.5-4","实心型","钛合金","C0702021380100110457","C07020213801001104570000046","06947600303305","申报企业自主确认为非招标产品、非中选产品或中选部件的附件（如覆盖螺丝、中央螺丝等）产品之一"]
["cfdd3365-d227-11ea-a4d6-fa163e0a8baf","5a38a90d-ac24-11e9-8460-fa163e0a8baf","国械注准20193171890","牙种植体系统","常州百康特医疗器械有限公司","常州百康特医疗器械有限公司","a2a95a65982211ecb3f890e2ba8d9d30","牙种植体系统-基台","（T系骨水平基台实心型(多功能)）TSNS4-1/3","实心型","钛合金","C0702021380100110457","C07020213801001104570000019",null,"申报企业自主确认为非招标产品、非中选产品或中选部件的附件（如覆盖螺丝、中央螺丝等）产品之一"]
["d19bf0fa-0278-11ed-9447-b4055d63f15c","5a38a90d-ac24-11e9-8460-fa163e0a8baf","国械注准20193171890","牙种植体系统","常州百康特医疗器械有限公司","常州百康特医疗器械有限公司","a2a95a65982211ecb3f890e2ba8d9d30","牙种植体系统-基台","(T系骨水平基台研磨型)TSRMN10-20(23)","研磨型","钛合金","C0702021380100110457","C07020213801001104570002649","06947600380139","申报企业自主确认为非招标产品、非中选产品或中选部件的附件（如覆盖螺丝、中央螺丝等）产品之一"]
["db84aa7b-d227-11ea-a4d6-fa163e0a8baf","5a38a90d-ac24-11e9-8460-fa163e0a8baf","国械注准20193171890","牙种植体系统","常州百康特医疗器械有限公司","常州百康特医疗器械有限公司","a2a95a65982211ecb3f890e2ba8d9d30","牙种植体系统-基台","（T系骨水平基台实心型(多功能)）TSNS4-2/4","实心型","钛合金","C0702021380100110457","C07020213801001104570000020",null,"申报企业自主确认为非招标产品、非中选产品或中选部件的附件（如覆盖螺丝、中央螺丝等）产品之一"]
["e27d4e1f-6d78-11ea-948d-fa163e0a8baf","5a38a90d-ac24-11e9-8460-fa163e0a8baf","国械注准20193171890","牙种植体系统","常州百康特医疗器械有限公司","常州百康特医疗器械有限公司","a2a95a65982211ecb3f890e2ba8d9d30","牙种植体系统-基台","（T系骨水平基台柱型）TSRLN4.8-12","柱型","钛合金","C0702021380100110457","C07020213801001104570002650",null,"申报企业自主确认为非招标产品、非中选产品或中选部件的附件（如覆盖螺丝、中央螺丝等）产品之一"]
["e47a9070-d227-11ea-a4d6-fa163e0a8baf","5a38a90d-ac24-11e9-8460-fa163e0a8baf","国械注准20193171890","牙种植体系统","常州百康特医疗器械有限公司","常州百康特医疗器械有限公司","a2a95a65982211ecb3f890e2ba8d9d30","牙种植体系统-基台","（T系骨水平基台实心型(多功能)）TSNS4-3/5","实心型","钛合金","C0702021380100110457","C07020213801001104570000021",null,"申报企业自主确认为非招标产品、非中选产品或中选部件的附件（如覆盖螺丝、中央螺丝等）产品之一"]
["e6e92371-0d02-11eb-bf70-fa163e0a8baf","5a38a90d-ac24-11e9-8460-fa163e0a8baf","国械注准20193171890","牙种植体系统","常州百康特医疗器械有限公司","常州百康特医疗器械有限公司","a2a95a65982211ecb3f890e2ba8d9d30","牙种植体系统-基台","(T系骨水平基台角度型(多功能))TSRJD30°-3.5A","角度型","钛合金","C0702021380100110457","C07020213801001104570002651","06947600313151","申报企业自主确认为非招标产品、非中选产品或中选部件的附件（如覆盖螺丝、中央螺丝等）产品之一"]
["e6fab21c-0d02-11eb-bf70-fa163e0a8baf","5a38a90d-ac24-11e9-8460-fa163e0a8baf","国械注准20193171890","牙种植体系统","常州百康特医疗器械有限公司","常州百康特医疗器械有限公司","a2a95a65982211ecb3f890e2ba8d9d30","牙种植体系统-基台","(T系骨水平基台角度型(多功能))TSNJD17°-3.0A","角度型","钛合金","C0702021380100110457","C07020213801001104570002652","06947600313076","申报企业自主确认为非招标产品、非中选产品或中选部件的附件（如覆盖螺丝、中央螺丝等）产品之一"]
["e7016c7d-0d02-11eb-bf70-fa163e0a8baf","5a38a90d-ac24-11e9-8460-fa163e0a8baf","国械注准20193171890","牙种植体系统","常州百康特医疗器械有限公司","常州百康特医疗器械有限公司","a2a95a65982211ecb3f890e2ba8d9d30","牙种植体系统-基台","（T系骨水平基台角度型(多功能)）TSNJD20°4.5-3.5A","角度型","钛合金","C0702021380100110457","C07020213801001104570002653",null,"申报企业自主确认为非招标产品、非中选产品或中选部件的附件（如覆盖螺丝、中央螺丝等）产品之一"]
["e7064623-0d02-11eb-bf70-fa163e0a8baf","5a38a90d-ac24-11e9-8460-fa163e0a8baf","国械注准20193171890","牙种植体系统","常州百康特医疗器械有限公司","常州百康特医疗器械有限公司","a2a95a65982211ecb3f890e2ba8d9d30","牙种植体系统-基台","(T系骨水平基台角度型(多功能))TSRJD30°-4.0A","角度型","钛合金","C0702021380100110457","C07020213801001104570002654","06947600313168","申报企业自主确认为非招标产品、非中选产品或中选部件的附件（如覆盖螺丝、中央螺丝等）产品之一"]
["e70d6f19-0d02-11eb-bf70-fa163e0a8baf","5a38a90d-ac24-11e9-8460-fa163e0a8baf","国械注准20193171890","牙种植体系统","常州百康特医疗器械有限公司","常州百康特医疗器械有限公司","a2a95a65982211ecb3f890e2ba8d9d30","牙种植体系统-基台","(T系骨水平基台角度型(多功能))TSRJD17°-4.0A","角度型","钛合金","C0702021380100110457","C07020213801001104570002655","06947600313144","申报企业自主确认为非招标产品、非中选产品或中选部件的附件（如覆盖螺丝、中央螺丝等）产品之一"]
["e70d8ed4-0d02-11eb-bf70-fa163e0a8baf","5a38a90d-ac24-11e9-8460-fa163e0a8baf","国械注准20193171890","牙种植体系统","常州百康特医疗器械有限公司","常州百康特医疗器械有限公司","a2a95a65982211ecb3f890e2ba8d9d30","牙种植体系统-基台","（T系骨水平基台角度型(多功能)）TSRJD17°5.5-2A","角度型","钛合金","C0702021380100110457","C07020213801001104570002656",null,"申报企业自主确认为非招标产品、非中选产品或中选部件的附件（如覆盖螺丝、中央螺丝等）产品之一"]
["e70d91c9-0d02-11eb-bf70-fa163e0a8baf","5a38a90d-ac24-11e9-8460-fa163e0a8baf","国械注准20193171890","牙种植体系统","常州百康特医疗器械有限公司","常州百康特医疗器械有限公司","a2a95a65982211ecb3f890e2ba8d9d30","牙种植体系统-基台","(T系骨水平基台角度型(多功能))TSRJD30°-5.0A","角度型","钛合金","C0702021380100110457","C07020213801001104570002657","06947600313175","申报企业自主确认为非招标产品、非中选产品或中选部件的附件（如覆盖螺丝、中央螺丝等）产品之一"]
["e70d9473-0d02-11eb-bf70-fa163e0a8baf","5a38a90d-ac24-11e9-8460-fa163e0a8baf","国械注准20193171890","牙种植体系统","常州百康特医疗器械有限公司","常州百康特医疗器械有限公司","a2a95a65982211ecb3f890e2ba8d9d30","牙种植体系统-基台","(T系骨水平基台角度型(多功能))TSNJD30°-5.0A","角度型","钛合金","C0702021380100110457","C07020213801001104570002658","06947600313113","申报企业自主确认为非招标产品、非中选产品或中选部件的附件（如覆盖螺丝、中央螺丝等）产品之一"]
["e70d972a-0d02-11eb-bf70-fa163e0a8baf","5a38a90d-ac24-11e9-8460-fa163e0a8baf","国械注准20193171890","牙种植体系统","常州百康特医疗器械有限公司","常州百康特医疗器械有限公司","a2a95a65982211ecb3f890e2ba8d9d30","牙种植体系统-基台","（T系骨水平基台角度型(多功能)）TSNJD17°4.3-4B","角度型","钛合金","C0702021380100110457","C07020213801001104570002659",null,"申报企业自主确认为非招标产品、非中选产品或中选部件的附件（如覆盖螺丝、中央螺丝等）产品之一"]
["e70d99df-0d02-11eb-bf70-fa163e0a8baf","5a38a90d-ac24-11e9-8460-fa163e0a8baf","国械注准20193171890","牙种植体系统","常州百康特医疗器械有限公司","常州百康特医疗器械有限公司","a2a95a65982211ecb3f890e2ba8d9d30","牙种植体系统-基台","(T系骨水平基台角度型(多功能))TSNJD30°-3.5A","角度型","钛合金","C0702021380100110457","C07020213801001104570002660","06947600313090","申报企业自主确认为非招标产品、非中选产品或中选部件的附件（如覆盖螺丝、中央螺丝等）产品之一"]
["e70d9c68-0d02-11eb-bf70-fa163e0a8baf","5a38a90d-ac24-11e9-8460-fa163e0a8baf","国械注准20193171890","牙种植体系统","常州百康特医疗器械有限公司","常州百康特医疗器械有限公司","a2a95a65982211ecb3f890e2ba8d9d30","牙种植体系统-基台","(T系骨水平基台角度型(多功能))TSNJD17°-4.0A","角度型","钛合金","C0702021380100110457","C07020213801001104570002661","06947600313083","申报企业自主确认为非招标产品、非中选产品或中选部件的附件（如覆盖螺丝、中央螺丝等）产品之一"]
["e70d9ee8-0d02-11eb-bf70-fa163e0a8baf","5a38a90d-ac24-11e9-8460-fa163e0a8baf","国械注准20193171890","牙种植体系统","常州百康特医疗器械有限公司","常州百康特医疗器械有限公司","a2a95a65982211ecb3f890e2ba8d9d30","牙种植体系统-基台","（T系骨水平基台角度型(多功能)）TSRJD20°5.5-3.5B","角度型","钛合金","C0702021380100110457","C07020213801001104570002662",null,"申报企业自主确认为非招标产品、非中选产品或中选部件的附件（如覆盖螺丝、中央螺丝等）产品之一"]
["e70da166-0d02-11eb-bf70-fa163e0a8baf","5a38a90d-ac24-11e9-8460-fa163e0a8baf","国械注准20193171890","牙种植体系统","常州百康特医疗器械有限公司","常州百康特医疗器械有限公司","a2a95a65982211ecb3f890e2ba8d9d30","牙种植体系统-基台","(T系骨水平基台角度型(多功能))TSNJD17°-2.5A","角度型","钛合金","C0702021380100110457","C07020213801001104570002663","06947600313069","申报企业自主确认为非招标产品、非中选产品或中选部件的附件（如覆盖螺丝、中央螺丝等）产品之一"]
["e70da439-0d02-11eb-bf70-fa163e0a8baf","5a38a90d-ac24-11e9-8460-fa163e0a8baf","国械注准20193171890","牙种植体系统","常州百康特医疗器械有限公司","常州百康特医疗器械有限公司","a2a95a65982211ecb3f890e2ba8d9d30","牙种植体系统-基台","（T系骨水平基台角度型(多功能)）TSRJD17°5.5-4B","角度型","钛合金","C0702021380100110457","C07020213801001104570002664",null,"申报企业自主确认为非招标产品、非中选产品或中选部件的附件（如覆盖螺丝、中央螺丝等）产品之一"]
["e70da6b9-0d02-11eb-bf70-fa163e0a8baf","5a38a90d-ac24-11e9-8460-fa163e0a8baf","国械注准20193171890","牙种植体系统","常州百康特医疗器械有限公司","常州百康特医疗器械有限公司","a2a95a65982211ecb3f890e2ba8d9d30","牙种植体系统-基台","（T系骨水平基台角度型(多功能)）TSRJD20°5.5-3.5A","角度型","钛合金","C0702021380100110457","C07020213801001104570002665",null,"申报企业自主确认为非招标产品、非中选产品或中选部件的附件（如覆盖螺丝、中央螺丝等）产品之一"]
["e70da92e-0d02-11eb-bf70-fa163e0a8baf","5a38a90d-ac24-11e9-8460-fa163e0a8baf","国械注准20193171890","牙种植体系统","常州百康特医疗器械有限公司","常州百康特医疗器械有限公司","a2a95a65982211ecb3f890e2ba8d9d30","牙种植体系统-基台","（T系骨水平基台角度型(多功能)）TSRJD17°5.5-4A","角度型","钛合金","C0702021380100110457","C07020213801001104570002666",null,"申报企业自主确认为非招标产品、非中选产品或中选部件的附件（如覆盖螺丝、中央螺丝等）产品之一"]
["e70dab9a-0d02-11eb-bf70-fa163e0a8baf","5a38a90d-ac24-11e9-8460-fa163e0a8baf","国械注准20193171890","牙种植体系统","常州百康特医疗器械有限公司","常州百康特医疗器械有限公司","a2a95a65982211ecb3f890e2ba8d9d30","牙种植体系统-基台","(T系骨水平基台角度型(多功能))TSRJD17°-2.5A","角度型","钛合金","C0702021380100110457","C07020213801001104570002667","06947600313120","申报企业自主确认为非招标产品、非中选产品或中选部件的附件（如覆盖螺丝、中央螺丝等）产品之一"]
["e70daedd-0d02-11eb-bf70-fa163e0a8baf","5a38a90d-ac24-11e9-8460-fa163e0a8baf","国械注准20193171890","牙种植体系统","常州百康特医疗器械有限公司","常州百康特医疗器械有限公司","a2a95a65982211ecb3f890e2ba8d9d30","牙种植体系统-基台","（T系骨水平基台角度型(多功能)）TSNJD20°5.5-3.5A","角度型","钛合金","C0702021380100110457","C07020213801001104570002668",null,"申报企业自主确认为非招标产品、非中选产品或中选部件的附件（如覆盖螺丝、中央螺丝等）产品之一"]
["e70db223-0d02-11eb-bf70-fa163e0a8baf","5a38a90d-ac24-11e9-8460-fa163e0a8baf","国械注准20193171890","牙种植体系统","常州百康特医疗器械有限公司","常州百康特医疗器械有限公司","a2a95a65982211ecb3f890e2ba8d9d30","牙种植体系统-基台","（T系骨水平基台角度型(多功能)）TSNJD17°4.3-2A","角度型","钛合金","C0702021380100110457","C07020213801001104570002669",null,"申报企业自主确认为非招标产品、非中选产品或中选部件的附件（如覆盖螺丝、中央螺丝等）产品之一"]
["e70db4a3-0d02-11eb-bf70-fa163e0a8baf","5a38a90d-ac24-11e9-8460-fa163e0a8baf","国械注准20193171890","牙种植体系统","常州百康特医疗器械有限公司","常州百康特医疗器械有限公司","a2a95a65982211ecb3f890e2ba8d9d30","牙种植体系统-基台","（T系骨水平基台角度型(多功能)）TSNJD20°5.5-3.5B","角度型","钛合金","C0702021380100110457","C07020213801001104570002670",null,"申报企业自主确认为非招标产品、非中选产品或中选部件的附件（如覆盖螺丝、中央螺丝等）产品之一"]
["e70db716-0d02-11eb-bf70-fa163e0a8baf","5a38a90d-ac24-11e9-8460-fa163e0a8baf","国械注准20193171890","牙种植体系统","常州百康特医疗器械有限公司","常州百康特医疗器械有限公司","a2a95a65982211ecb3f890e2ba8d9d30","牙种植体系统-基台","（T系骨水平基台角度型(多功能)）TSNJD17°4.3-4A","角度型","钛合金","C0702021380100110457","C07020213801001104570002671",null,"申报企业自主确认为非招标产品、非中选产品或中选部件的附件（如覆盖螺丝、中央螺丝等）产品之一"]
["e70db999-0d02-11eb-bf70-fa163e0a8baf","5a38a90d-ac24-11e9-8460-fa163e0a8baf","国械注准20193171890","牙种植体系统","常州百康特医疗器械有限公司","常州百康特医疗器械有限公司","a2a95a65982211ecb3f890e2ba8d9d30","牙种植体系统-基台","(T系骨水平基台角度型(多功能))TSRJD17°-3.0A","角度型","钛合金","C0702021380100110457","C07020213801001104570002672","06947600313137","申报企业自主确认为非招标产品、非中选产品或中选部件的附件（如覆盖螺丝、中央螺丝等）产品之一"]
["e70dbc0d-0d02-11eb-bf70-fa163e0a8baf","5a38a90d-ac24-11e9-8460-fa163e0a8baf","国械注准20193171890","牙种植体系统","常州百康特医疗器械有限公司","常州百康特医疗器械有限公司","a2a95a65982211ecb3f890e2ba8d9d30","牙种植体系统-基台","(T系骨水平基台角度型(多功能))TSNJD30°-4.0A","角度型","钛合金","C0702021380100110457","C07020213801001104570002673","06947600313106","申报企业自主确认为非招标产品、非中选产品或中选部件的附件（如覆盖螺丝、中央螺丝等）产品之一"]
["ee23b44f-d227-11ea-a4d6-fa163e0a8baf","5a38a90d-ac24-11e9-8460-fa163e0a8baf","国械注准20193171890","牙种植体系统","常州百康特医疗器械有限公司","常州百康特医疗器械有限公司","a2a95a65982211ecb3f890e2ba8d9d30","牙种植体系统-基台","（T系骨水平基台实心型(多功能)）TSNS4-4/6","实心型","钛合金","C0702021380100110457","C07020213801001104570000022",null,"申报企业自主确认为非招标产品、非中选产品或中选部件的附件（如覆盖螺丝、中央螺丝等）产品之一"]
["f57ae8bd-6d77-11ea-948d-fa163e0a8baf","5a38a90d-ac24-11e9-8460-fa163e0a8baf","国械注准20193171890","牙种植体系统","常州百康特医疗器械有限公司","常州百康特医疗器械有限公司","a2a95a65982211ecb3f890e2ba8d9d30","牙种植体系统-基台","(T系骨水平基台实心型(多功能))TSNS4.8-5/2.25","实心型","钛合金","C0702021380100110457","C07020213801001104570000023","06947600312987","申报企业自主确认为非招标产品、非中选产品或中选部件的附件（如覆盖螺丝、中央螺丝等）产品之一"]
["f57aeec9-6d77-11ea-948d-fa163e0a8baf","5a38a90d-ac24-11e9-8460-fa163e0a8baf","国械注准20193171890","牙种植体系统","常州百康特医疗器械有限公司","常州百康特医疗器械有限公司","a2a95a65982211ecb3f890e2ba8d9d30","牙种植体系统-基台","(T系骨水平基台实心型(多功能))TSRS4.8-5/2.25","实心型","钛合金","C0702021380100110457","C07020213801001104570000024","06947600313045","申报企业自主确认为非招标产品、非中选产品或中选部件的附件（如覆盖螺丝、中央螺丝等）产品之一"]
["f57af0bf-6d77-11ea-948d-fa163e0a8baf","5a38a90d-ac24-11e9-8460-fa163e0a8baf","国械注准20193171890","牙种植体系统","常州百康特医疗器械有限公司","常州百康特医疗器械有限公司","a2a95a65982211ecb3f890e2ba8d9d30","牙种植体系统-基台","(T系骨水平基台实心型(多功能))TSRS4.8-4/2.25","实心型","钛合金","C0702021380100110457","C07020213801001104570000025","06947600313038","申报企业自主确认为非招标产品、非中选产品或中选部件的附件（如覆盖螺丝、中央螺丝等）产品之一"]
["f57af25e-6d77-11ea-948d-fa163e0a8baf","5a38a90d-ac24-11e9-8460-fa163e0a8baf","国械注准20193171890","牙种植体系统","常州百康特医疗器械有限公司","常州百康特医疗器械有限公司","a2a95a65982211ecb3f890e2ba8d9d30","牙种植体系统-基台","(T系骨水平基台实心型(多功能))TSNS4.8-3/2.25","实心型","钛合金","C0702021380100110457","C07020213801001104570000026","06947600312963","申报企业自主确认为非招标产品、非中选产品或中选部件的附件（如覆盖螺丝、中央螺丝等）产品之一"]
["f57af3f9-6d77-11ea-948d-fa163e0a8baf","5a38a90d-ac24-11e9-8460-fa163e0a8baf","国械注准20193171890","牙种植体系统","常州百康特医疗器械有限公司","常州百康特医疗器械有限公司","a2a95a65982211ecb3f890e2ba8d9d30","牙种植体系统-基台","(T系骨水平基台实心型(多功能))TSNS4.8-1/2.25","实心型","钛合金","C0702021380100110457","C07020213801001104570000027","06947600312949","申报企业自主确认为非招标产品、非中选产品或中选部件的附件（如覆盖螺丝、中央螺丝等）产品之一"]
["f57af5e2-6d77-11ea-948d-fa163e0a8baf","5a38a90d-ac24-11e9-8460-fa163e0a8baf","国械注准20193171890","牙种植体系统","常州百康特医疗器械有限公司","常州百康特医疗器械有限公司","a2a95a65982211ecb3f890e2ba8d9d30","牙种植体系统-基台","(T系骨水平基台实心型(多功能))TSRS4.8-3/2.25","实心型","钛合金","C0702021380100110457","C07020213801001104570000028","06947600313021","申报企业自主确认为非招标产品、非中选产品或中选部件的附件（如覆盖螺丝、中央螺丝等）产品之一"]
["f57af7ba-6d77-11ea-948d-fa163e0a8baf","5a38a90d-ac24-11e9-8460-fa163e0a8baf","国械注准20193171890","牙种植体系统","常州百康特医疗器械有限公司","常州百康特医疗器械有限公司","a2a95a65982211ecb3f890e2ba8d9d30","牙种植体系统-基台","(T系骨水平基台实心型(多功能))TSRS4.8-2/2.25","实心型","钛合金","C0702021380100110457","C07020213801001104570000029","06947600313014","申报企业自主确认为非招标产品、非中选产品或中选部件的附件（如覆盖螺丝、中央螺丝等）产品之一"]
["f57af925-6d77-11ea-948d-fa163e0a8baf","5a38a90d-ac24-11e9-8460-fa163e0a8baf","国械注准20193171890","牙种植体系统","常州百康特医疗器械有限公司","常州百康特医疗器械有限公司","a2a95a65982211ecb3f890e2ba8d9d30","牙种植体系统-基台","(T系骨水平基台实心型(多功能))TSNS4.8-4/2.25","实心型","钛合金","C0702021380100110457","C07020213801001104570000030","06947600312970","申报企业自主确认为非招标产品、非中选产品或中选部件的附件（如覆盖螺丝、中央螺丝等）产品之一"]
["f57afa88-6d77-11ea-948d-fa163e0a8baf","5a38a90d-ac24-11e9-8460-fa163e0a8baf","国械注准20193171890","牙种植体系统","常州百康特医疗器械有限公司","常州百康特医疗器械有限公司","a2a95a65982211ecb3f890e2ba8d9d30","牙种植体系统-基台","(T系骨水平基台实心型(多功能))TSRS4.8-1/2.25","实心型","钛合金","C0702021380100110457","C07020213801001104570000031","06947600313007","申报企业自主确认为非招标产品、非中选产品或中选部件的附件（如覆盖螺丝、中央螺丝等）产品之一"]
["f57afc06-6d77-11ea-948d-fa163e0a8baf","5a38a90d-ac24-11e9-8460-fa163e0a8baf","国械注准20193171890","牙种植体系统","常州百康特医疗器械有限公司","常州百康特医疗器械有限公司","a2a95a65982211ecb3f890e2ba8d9d30","牙种植体系统-基台","(T系骨水平基台实心型(多功能))TSNS4.8-2/2.25","实心型","钛合金","C0702021380100110457","C07020213801001104570000032","06947600312956","申报企业自主确认为非招标产品、非中选产品或中选部件的附件（如覆盖螺丝、中央螺丝等）产品之一"]
["f799faa3-d227-11ea-a4d6-fa163e0a8baf","5a38a90d-ac24-11e9-8460-fa163e0a8baf","国械注准20193171890","牙种植体系统","常州百康特医疗器械有限公司","常州百康特医疗器械有限公司","a2a95a65982211ecb3f890e2ba8d9d30","牙种植体系统-基台","（T系骨水平基台实心型(多功能)）TSNS4-4/9","实心型","钛合金","C0702021380100110457","C07020213801001104570000033",null,"申报企业自主确认为非招标产品、非中选产品或中选部件的附件（如覆盖螺丝、中央螺丝等）产品之一"]
["ff32535f-6d70-11ea-948d-fa163e0a8baf","5a38a90d-ac24-11e9-8460-fa163e0a8baf","国械注准20193171890","牙种植体系统","常州百康特医疗器械有限公司","常州百康特医疗器械有限公司","a2a95a65982211ecb3f890e2ba8d9d30","牙种植体系统-基台","（软组织水平基台基底型）4.8BBSN-5.0","八角型","钛合金","C0702021380100110457","C07020213801001104570002674","06947600320432","申报企业自主确认为非招标产品、非中选产品或中选部件的附件（如覆盖螺丝、中央螺丝等）产品之一"]
["ff325a6c-6d70-11ea-948d-fa163e0a8baf","5a38a90d-ac24-11e9-8460-fa163e0a8baf","国械注准20193171890","牙种植体系统","常州百康特医疗器械有限公司","常州百康特医疗器械有限公司","a2a95a65982211ecb3f890e2ba8d9d30","牙种植体系统-基台","（软组织水平基台基底型）6.5BBS-13.0","八角型","钛合金","C0702021380100110457","C07020213801001104570002675","06947600320388","申报企业自主确认为非招标产品、非中选产品或中选部件的附件（如覆盖螺丝、中央螺丝等）产品之一"]
["ff325d7c-6d70-11ea-948d-fa163e0a8baf","5a38a90d-ac24-11e9-8460-fa163e0a8baf","国械注准20193171890","牙种植体系统","常州百康特医疗器械有限公司","常州百康特医疗器械有限公司","a2a95a65982211ecb3f890e2ba8d9d30","牙种植体系统-基台","（软组织水平基台基底型）6.5BBS-12.5","八角型","钛合金","C0702021380100110457","C07020213801001104570002676","06947600320371","申报企业自主确认为非招标产品、非中选产品或中选部件的附件（如覆盖螺丝、中央螺丝等）产品之一"]
["ff326051-6d70-11ea-948d-fa163e0a8baf","5a38a90d-ac24-11e9-8460-fa163e0a8baf","国械注准20193171890","牙种植体系统","常州百康特医疗器械有限公司","常州百康特医疗器械有限公司","a2a95a65982211ecb3f890e2ba8d9d30","牙种植体系统-基台","（软组织水平基台基底型）6.5BBSN-6.5","八角型","钛合金","C0702021380100110457","C07020213801001104570002677","06947600320678","申报企业自主确认为非招标产品、非中选产品或中选部件的附件（如覆盖螺丝、中央螺丝等）产品之一"]
["ff326306-6d70-11ea-948d-fa163e0a8baf","5a38a90d-ac24-11e9-8460-fa163e0a8baf","国械注准20193171890","牙种植体系统","常州百康特医疗器械有限公司","常州百康特医疗器械有限公司","a2a95a65982211ecb3f890e2ba8d9d30","牙种植体系统-基台","（软组织水平基台基底型）6.5BBSN-14.0","八角型","钛合金","C0702021380100110457","C07020213801001104570002678","06947600320821","申报企业自主确认为非招标产品、非中选产品或中选部件的附件（如覆盖螺丝、中央螺丝等）产品之一"]
["ff3265ca-6d70-11ea-948d-fa163e0a8baf","5a38a90d-ac24-11e9-8460-fa163e0a8baf","国械注准20193171890","牙种植体系统","常州百康特医疗器械有限公司","常州百康特医疗器械有限公司","a2a95a65982211ecb3f890e2ba8d9d30","牙种植体系统-基台","（软组织水平基台基底型）4.8BBSN-7.5","八角型","钛合金","C0702021380100110457","C07020213801001104570002679","06947600320487","申报企业自主确认为非招标产品、非中选产品或中选部件的附件（如覆盖螺丝、中央螺丝等）产品之一"]
["ff32682c-6d70-11ea-948d-fa163e0a8baf","5a38a90d-ac24-11e9-8460-fa163e0a8baf","国械注准20193171890","牙种植体系统","常州百康特医疗器械有限公司","常州百康特医疗器械有限公司","a2a95a65982211ecb3f890e2ba8d9d30","牙种植体系统-基台","（软组织水平基台基底型）4.8BBS-6.0","八角型","钛合金","C0702021380100110457","C07020213801001104570002680","06947600320036","申报企业自主确认为非招标产品、非中选产品或中选部件的附件（如覆盖螺丝、中央螺丝等）产品之一"]
["ff326a83-6d70-11ea-948d-fa163e0a8baf","5a38a90d-ac24-11e9-8460-fa163e0a8baf","国械注准20193171890","牙种植体系统","常州百康特医疗器械有限公司","常州百康特医疗器械有限公司","a2a95a65982211ecb3f890e2ba8d9d30","牙种植体系统-基台","（软组织水平基台基底型）6.5BBS-9.0","八角型","钛合金","C0702021380100110457","C07020213801001104570002681","06947600320302","申报企业自主确认为非招标产品、非中选产品或中选部件的附件（如覆盖螺丝、中央螺丝等）产品之一"]
["ff326cd1-6d70-11ea-948d-fa163e0a8baf","5a38a90d-ac24-11e9-8460-fa163e0a8baf","国械注准20193171890","牙种植体系统","常州百康特医疗器械有限公司","常州百康特医疗器械有限公司","a2a95a65982211ecb3f890e2ba8d9d30","牙种植体系统-基台","（软组织水平基台基底型）6.5BBSN-12.5","八角型","钛合金","C0702021380100110457","C07020213801001104570002682","06947600320791","申报企业自主确认为非招标产品、非中选产品或中选部件的附件（如覆盖螺丝、中央螺丝等）产品之一"]
["ff326f2e-6d70-11ea-948d-fa163e0a8baf","5a38a90d-ac24-11e9-8460-fa163e0a8baf","国械注准20193171890","牙种植体系统","常州百康特医疗器械有限公司","常州百康特医疗器械有限公司","a2a95a65982211ecb3f890e2ba8d9d30","牙种植体系统-基台","（软组织水平基台基底型）4.8BBSN-12.0","八角型","钛合金","C0702021380100110457","C07020213801001104570002683","06947600320579","申报企业自主确认为非招标产品、非中选产品或中选部件的附件（如覆盖螺丝、中央螺丝等）产品之一"]
["ff327184-6d70-11ea-948d-fa163e0a8baf","5a38a90d-ac24-11e9-8460-fa163e0a8baf","国械注准20193171890","牙种植体系统","常州百康特医疗器械有限公司","常州百康特医疗器械有限公司","a2a95a65982211ecb3f890e2ba8d9d30","牙种植体系统-基台","（软组织水平基台基底型）4.8BBS-13.5","八角型","钛合金","C0702021380100110457","C07020213801001104570002684","06947600320180","申报企业自主确认为非招标产品、非中选产品或中选部件的附件（如覆盖螺丝、中央螺丝等）产品之一"]
["ff3273ce-6d70-11ea-948d-fa163e0a8baf","5a38a90d-ac24-11e9-8460-fa163e0a8baf","国械注准20193171890","牙种植体系统","常州百康特医疗器械有限公司","常州百康特医疗器械有限公司","a2a95a65982211ecb3f890e2ba8d9d30","牙种植体系统-基台","（软组织水平基台基底型）6.5BBSN-7.5","八角型","钛合金","C0702021380100110457","C07020213801001104570002685","06947600320692","申报企业自主确认为非招标产品、非中选产品或中选部件的附件（如覆盖螺丝、中央螺丝等）产品之一"]
["ff32761b-6d70-11ea-948d-fa163e0a8baf","5a38a90d-ac24-11e9-8460-fa163e0a8baf","国械注准20193171890","牙种植体系统","常州百康特医疗器械有限公司","常州百康特医疗器械有限公司","a2a95a65982211ecb3f890e2ba8d9d30","牙种植体系统-基台","（软组织水平基台基底型）4.8BBS-9.5","八角型","钛合金","C0702021380100110457","C07020213801001104570002686","06947600320104","申报企业自主确认为非招标产品、非中选产品或中选部件的附件（如覆盖螺丝、中央螺丝等）产品之一"]
["ff327d10-6d70-11ea-948d-fa163e0a8baf","5a38a90d-ac24-11e9-8460-fa163e0a8baf","国械注准20193171890","牙种植体系统","常州百康特医疗器械有限公司","常州百康特医疗器械有限公司","a2a95a65982211ecb3f890e2ba8d9d30","牙种植体系统-基台","（软组织水平基台基底型）6.5BBS-10.0","八角型","钛合金","C0702021380100110457","C07020213801001104570002687","06947600320326","申报企业自主确认为非招标产品、非中选产品或中选部件的附件（如覆盖螺丝、中央螺丝等）产品之一"]
["ff327fac-6d70-11ea-948d-fa163e0a8baf","5a38a90d-ac24-11e9-8460-fa163e0a8baf","国械注准20193171890","牙种植体系统","常州百康特医疗器械有限公司","常州百康特医疗器械有限公司","a2a95a65982211ecb3f890e2ba8d9d30","牙种植体系统-基台","（软组织水平基台基底型）6.5BBSN-5.5","八角型","钛合金","C0702021380100110457","C07020213801001104570002688","06947600320654","申报企业自主确认为非招标产品、非中选产品或中选部件的附件（如覆盖螺丝、中央螺丝等）产品之一"]
["ff328213-6d70-11ea-948d-fa163e0a8baf","5a38a90d-ac24-11e9-8460-fa163e0a8baf","国械注准20193171890","牙种植体系统","常州百康特医疗器械有限公司","常州百康特医疗器械有限公司","a2a95a65982211ecb3f890e2ba8d9d30","牙种植体系统-基台","（软组织水平基台基底型）6.5BBS-6.5","八角型","钛合金","C0702021380100110457","C07020213801001104570002689","06947600320258","申报企业自主确认为非招标产品、非中选产品或中选部件的附件（如覆盖螺丝、中央螺丝等）产品之一"]
["ff328473-6d70-11ea-948d-fa163e0a8baf","5a38a90d-ac24-11e9-8460-fa163e0a8baf","国械注准20193171890","牙种植体系统","常州百康特医疗器械有限公司","常州百康特医疗器械有限公司","a2a95a65982211ecb3f890e2ba8d9d30","牙种植体系统-基台","（软组织水平基台基底型）4.8BBS-14.5","八角型","钛合金","C0702021380100110457","C07020213801001104570002690","06947600320203","申报企业自主确认为非招标产品、非中选产品或中选部件的附件（如覆盖螺丝、中央螺丝等）产品之一"]
["ff3286e2-6d70-11ea-948d-fa163e0a8baf","5a38a90d-ac24-11e9-8460-fa163e0a8baf","国械注准20193171890","牙种植体系统","常州百康特医疗器械有限公司","常州百康特医疗器械有限公司","a2a95a65982211ecb3f890e2ba8d9d30","牙种植体系统-基台","（软组织水平基台基底型）4.8BBSN-13.5","八角型","钛合金","C0702021380100110457","C07020213801001104570002691","06947600320609","申报企业自主确认为非招标产品、非中选产品或中选部件的附件（如覆盖螺丝、中央螺丝等）产品之一"]
["ff32892c-6d70-11ea-948d-fa163e0a8baf","5a38a90d-ac24-11e9-8460-fa163e0a8baf","国械注准20193171890","牙种植体系统","常州百康特医疗器械有限公司","常州百康特医疗器械有限公司","a2a95a65982211ecb3f890e2ba8d9d30","牙种植体系统-基台","（软组织水平基台基底型）4.8BBS-5.5","八角型","钛合金","C0702021380100110457","C07020213801001104570002692","06947600320029","申报企业自主确认为非招标产品、非中选产品或中选部件的附件（如覆盖螺丝、中央螺丝等）产品之一"]
["ff328b70-6d70-11ea-948d-fa163e0a8baf","5a38a90d-ac24-11e9-8460-fa163e0a8baf","国械注准20193171890","牙种植体系统","常州百康特医疗器械有限公司","常州百康特医疗器械有限公司","a2a95a65982211ecb3f890e2ba8d9d30","牙种植体系统-基台","（软组织水平基台基底型）4.8BBS-10.5","八角型","钛合金","C0702021380100110457","C07020213801001104570002693","06947600320128","申报企业自主确认为非招标产品、非中选产品或中选部件的附件（如覆盖螺丝、中央螺丝等）产品之一"]
["ff328ffd-6d70-11ea-948d-fa163e0a8baf","5a38a90d-ac24-11e9-8460-fa163e0a8baf","国械注准20193171890","牙种植体系统","常州百康特医疗器械有限公司","常州百康特医疗器械有限公司","a2a95a65982211ecb3f890e2ba8d9d30","牙种植体系统-基台","（软组织水平基台基底型）4.8BBSN-10.0","八角型","钛合金","C0702021380100110457","C07020213801001104570002694","06947600320531","申报企业自主确认为非招标产品、非中选产品或中选部件的附件（如覆盖螺丝、中央螺丝等）产品之一"]
["ff329249-6d70-11ea-948d-fa163e0a8baf","5a38a90d-ac24-11e9-8460-fa163e0a8baf","国械注准20193171890","牙种植体系统","常州百康特医疗器械有限公司","常州百康特医疗器械有限公司","a2a95a65982211ecb3f890e2ba8d9d30","牙种植体系统-基台","（软组织水平基台基底型）6.5BBS-12.0","八角型","钛合金","C0702021380100110457","C07020213801001104570002695","06947600320364","申报企业自主确认为非招标产品、非中选产品或中选部件的附件（如覆盖螺丝、中央螺丝等）产品之一"]
["ff32949c-6d70-11ea-948d-fa163e0a8baf","5a38a90d-ac24-11e9-8460-fa163e0a8baf","国械注准20193171890","牙种植体系统","常州百康特医疗器械有限公司","常州百康特医疗器械有限公司","a2a95a65982211ecb3f890e2ba8d9d30","牙种植体系统-基台","（软组织水平基台基底型）4.8BBS-6.5","八角型","钛合金","C0702021380100110457","C07020213801001104570002696","06947600320043","申报企业自主确认为非招标产品、非中选产品或中选部件的附件（如覆盖螺丝、中央螺丝等）产品之一"]
["ff3296da-6d70-11ea-948d-fa163e0a8baf","5a38a90d-ac24-11e9-8460-fa163e0a8baf","国械注准20193171890","牙种植体系统","常州百康特医疗器械有限公司","常州百康特医疗器械有限公司","a2a95a65982211ecb3f890e2ba8d9d30","牙种植体系统-基台","（软组织水平基台基底型）6.5BBS-10.5","八角型","钛合金","C0702021380100110457","C07020213801001104570002697","06947600320333","申报企业自主确认为非招标产品、非中选产品或中选部件的附件（如覆盖螺丝、中央螺丝等）产品之一"]
["ff32991a-6d70-11ea-948d-fa163e0a8baf","5a38a90d-ac24-11e9-8460-fa163e0a8baf","国械注准20193171890","牙种植体系统","常州百康特医疗器械有限公司","常州百康特医疗器械有限公司","a2a95a65982211ecb3f890e2ba8d9d30","牙种植体系统-基台","（软组织水平基台基底型）6.5BBS-15.0","八角型","钛合金","C0702021380100110457","C07020213801001104570002698","06947600320425","申报企业自主确认为非招标产品、非中选产品或中选部件的附件（如覆盖螺丝、中央螺丝等）产品之一"]
["ff329b75-6d70-11ea-948d-fa163e0a8baf","5a38a90d-ac24-11e9-8460-fa163e0a8baf","国械注准20193171890","牙种植体系统","常州百康特医疗器械有限公司","常州百康特医疗器械有限公司","a2a95a65982211ecb3f890e2ba8d9d30","牙种植体系统-基台","（软组织水平基台基底型）6.5BBSN-6.0","八角型","钛合金","C0702021380100110457","C07020213801001104570002699","06947600320661","申报企业自主确认为非招标产品、非中选产品或中选部件的附件（如覆盖螺丝、中央螺丝等）产品之一"]
["ff329dbe-6d70-11ea-948d-fa163e0a8baf","5a38a90d-ac24-11e9-8460-fa163e0a8baf","国械注准20193171890","牙种植体系统","常州百康特医疗器械有限公司","常州百康特医疗器械有限公司","a2a95a65982211ecb3f890e2ba8d9d30","牙种植体系统-基台","（软组织水平基台基底型）6.5BBSN-8.0","八角型","钛合金","C0702021380100110457","C07020213801001104570002700","06947600320708","申报企业自主确认为非招标产品、非中选产品或中选部件的附件（如覆盖螺丝、中央螺丝等）产品之一"]
["ff32a03d-6d70-11ea-948d-fa163e0a8baf","5a38a90d-ac24-11e9-8460-fa163e0a8baf","国械注准20193171890","牙种植体系统","常州百康特医疗器械有限公司","常州百康特医疗器械有限公司","a2a95a65982211ecb3f890e2ba8d9d30","牙种植体系统-基台","（软组织水平基台基底型）4.8BBS-11.0","八角型","钛合金","C0702021380100110457","C07020213801001104570002701","06947600320135","申报企业自主确认为非招标产品、非中选产品或中选部件的附件（如覆盖螺丝、中央螺丝等）产品之一"]
["ff32a280-6d70-11ea-948d-fa163e0a8baf","5a38a90d-ac24-11e9-8460-fa163e0a8baf","国械注准20193171890","牙种植体系统","常州百康特医疗器械有限公司","常州百康特医疗器械有限公司","a2a95a65982211ecb3f890e2ba8d9d30","牙种植体系统-基台","（软组织水平基台基底型）6.5BBS-13.5","八角型","钛合金","C0702021380100110457","C07020213801001104570002702","06947600320395","申报企业自主确认为非招标产品、非中选产品或中选部件的附件（如覆盖螺丝、中央螺丝等）产品之一"]
["ff32aa02-6d70-11ea-948d-fa163e0a8baf","5a38a90d-ac24-11e9-8460-fa163e0a8baf","国械注准20193171890","牙种植体系统","常州百康特医疗器械有限公司","常州百康特医疗器械有限公司","a2a95a65982211ecb3f890e2ba8d9d30","牙种植体系统-基台","（软组织水平基台基底型）4.8BBS-9.0","八角型","钛合金","C0702021380100110457","C07020213801001104570002703","06947600320098","申报企业自主确认为非招标产品、非中选产品或中选部件的附件（如覆盖螺丝、中央螺丝等）产品之一"]
["ff32ac8c-6d70-11ea-948d-fa163e0a8baf","5a38a90d-ac24-11e9-8460-fa163e0a8baf","国械注准20193171890","牙种植体系统","常州百康特医疗器械有限公司","常州百康特医疗器械有限公司","a2a95a65982211ecb3f890e2ba8d9d30","牙种植体系统-基台","（软组织水平基台基底型）4.8BBS-5.0","八角型","钛合金","C0702021380100110457","C07020213801001104570002704","06947600320012","申报企业自主确认为非招标产品、非中选产品或中选部件的附件（如覆盖螺丝、中央螺丝等）产品之一"]
["ff32aefc-6d70-11ea-948d-fa163e0a8baf","5a38a90d-ac24-11e9-8460-fa163e0a8baf","国械注准20193171890","牙种植体系统","常州百康特医疗器械有限公司","常州百康特医疗器械有限公司","a2a95a65982211ecb3f890e2ba8d9d30","牙种植体系统-基台","（软组织水平基台基底型）6.5BBS-8.5","八角型","钛合金","C0702021380100110457","C07020213801001104570002705","06947600320296","申报企业自主确认为非招标产品、非中选产品或中选部件的附件（如覆盖螺丝、中央螺丝等）产品之一"]
["ff32b178-6d70-11ea-948d-fa163e0a8baf","5a38a90d-ac24-11e9-8460-fa163e0a8baf","国械注准20193171890","牙种植体系统","常州百康特医疗器械有限公司","常州百康特医疗器械有限公司","a2a95a65982211ecb3f890e2ba8d9d30","牙种植体系统-基台","（软组织水平基台基底型）4.8BBSN-7.0","八角型","钛合金","C0702021380100110457","C07020213801001104570002706","06947600320470","申报企业自主确认为非招标产品、非中选产品或中选部件的附件（如覆盖螺丝、中央螺丝等）产品之一"]
["ff32b3fc-6d70-11ea-948d-fa163e0a8baf","5a38a90d-ac24-11e9-8460-fa163e0a8baf","国械注准20193171890","牙种植体系统","常州百康特医疗器械有限公司","常州百康特医疗器械有限公司","a2a95a65982211ecb3f890e2ba8d9d30","牙种植体系统-基台","（软组织水平基台基底型）6.5BBS-6.0","八角型","钛合金","C0702021380100110457","C07020213801001104570002707","06947600320241","申报企业自主确认为非招标产品、非中选产品或中选部件的附件（如覆盖螺丝、中央螺丝等）产品之一"]
["ff32b6b3-6d70-11ea-948d-fa163e0a8baf","5a38a90d-ac24-11e9-8460-fa163e0a8baf","国械注准20193171890","牙种植体系统","常州百康特医疗器械有限公司","常州百康特医疗器械有限公司","a2a95a65982211ecb3f890e2ba8d9d30","牙种植体系统-基台","（软组织水平基台基底型）6.5BBS-11.5","八角型","钛合金","C0702021380100110457","C07020213801001104570002708","06947600320357","申报企业自主确认为非招标产品、非中选产品或中选部件的附件（如覆盖螺丝、中央螺丝等）产品之一"]
["ff32b90f-6d70-11ea-948d-fa163e0a8baf","5a38a90d-ac24-11e9-8460-fa163e0a8baf","国械注准20193171890","牙种植体系统","常州百康特医疗器械有限公司","常州百康特医疗器械有限公司","a2a95a65982211ecb3f890e2ba8d9d30","牙种植体系统-基台","（软组织水平基台基底型）4.8BBS-12.5","八角型","钛合金","C0702021380100110457","C07020213801001104570002709","06947600320166","申报企业自主确认为非招标产品、非中选产品或中选部件的附件（如覆盖螺丝、中央螺丝等）产品之一"]
["ff32bb5b-6d70-11ea-948d-fa163e0a8baf","5a38a90d-ac24-11e9-8460-fa163e0a8baf","国械注准20193171890","牙种植体系统","常州百康特医疗器械有限公司","常州百康特医疗器械有限公司","a2a95a65982211ecb3f890e2ba8d9d30","牙种植体系统-基台","（软组织水平基台基底型）4.8BBSN-14.0","八角型","钛合金","C0702021380100110457","C07020213801001104570002710","06947600320616","申报企业自主确认为非招标产品、非中选产品或中选部件的附件（如覆盖螺丝、中央螺丝等）产品之一"]
["ff32bd9c-6d70-11ea-948d-fa163e0a8baf","5a38a90d-ac24-11e9-8460-fa163e0a8baf","国械注准20193171890","牙种植体系统","常州百康特医疗器械有限公司","常州百康特医疗器械有限公司","a2a95a65982211ecb3f890e2ba8d9d30","牙种植体系统-基台","（软组织水平基台基底型）6.5BBS-5.5","八角型","钛合金","C0702021380100110457","C07020213801001104570002711","06947600320234","申报企业自主确认为非招标产品、非中选产品或中选部件的附件（如覆盖螺丝、中央螺丝等）产品之一"]
["ff32bfed-6d70-11ea-948d-fa163e0a8baf","5a38a90d-ac24-11e9-8460-fa163e0a8baf","国械注准20193171890","牙种植体系统","常州百康特医疗器械有限公司","常州百康特医疗器械有限公司","a2a95a65982211ecb3f890e2ba8d9d30","牙种植体系统-基台","（软组织水平基台基底型）6.5BBSN-10.5","八角型","钛合金","C0702021380100110457","C07020213801001104570002712","06947600320753","申报企业自主确认为非招标产品、非中选产品或中选部件的附件（如覆盖螺丝、中央螺丝等）产品之一"]
["ff32c235-6d70-11ea-948d-fa163e0a8baf","5a38a90d-ac24-11e9-8460-fa163e0a8baf","国械注准20193171890","牙种植体系统","常州百康特医疗器械有限公司","常州百康特医疗器械有限公司","a2a95a65982211ecb3f890e2ba8d9d30","牙种植体系统-基台","（软组织水平基台基底型）6.5BBSN-13.0","八角型","钛合金","C0702021380100110457","C07020213801001104570002713","06947600320807","申报企业自主确认为非招标产品、非中选产品或中选部件的附件（如覆盖螺丝、中央螺丝等）产品之一"]
["ff32c476-6d70-11ea-948d-fa163e0a8baf","5a38a90d-ac24-11e9-8460-fa163e0a8baf","国械注准20193171890","牙种植体系统","常州百康特医疗器械有限公司","常州百康特医疗器械有限公司","a2a95a65982211ecb3f890e2ba8d9d30","牙种植体系统-基台","（软组织水平基台基底型）4.8BBSN-6.0","八角型","钛合金","C0702021380100110457","C07020213801001104570002714","06947600320456","申报企业自主确认为非招标产品、非中选产品或中选部件的附件（如覆盖螺丝、中央螺丝等）产品之一"]
["ff32c6f8-6d70-11ea-948d-fa163e0a8baf","5a38a90d-ac24-11e9-8460-fa163e0a8baf","国械注准20193171890","牙种植体系统","常州百康特医疗器械有限公司","常州百康特医疗器械有限公司","a2a95a65982211ecb3f890e2ba8d9d30","牙种植体系统-基台","（软组织水平基台基底型）4.8BBS-7.5","八角型","钛合金","C0702021380100110457","C07020213801001104570002715","06947600320067","申报企业自主确认为非招标产品、非中选产品或中选部件的附件（如覆盖螺丝、中央螺丝等）产品之一"]
["ff32c94d-6d70-11ea-948d-fa163e0a8baf","5a38a90d-ac24-11e9-8460-fa163e0a8baf","国械注准20193171890","牙种植体系统","常州百康特医疗器械有限公司","常州百康特医疗器械有限公司","a2a95a65982211ecb3f890e2ba8d9d30","牙种植体系统-基台","（软组织水平基台基底型）4.8BBS-7.0","八角型","钛合金","C0702021380100110457","C07020213801001104570002716","06947600320050","申报企业自主确认为非招标产品、非中选产品或中选部件的附件（如覆盖螺丝、中央螺丝等）产品之一"]
["ff32cba8-6d70-11ea-948d-fa163e0a8baf","5a38a90d-ac24-11e9-8460-fa163e0a8baf","国械注准20193171890","牙种植体系统","常州百康特医疗器械有限公司","常州百康特医疗器械有限公司","a2a95a65982211ecb3f890e2ba8d9d30","牙种植体系统-基台","（软组织水平基台基底型）6.5BBS-14.5","八角型","钛合金","C0702021380100110457","C07020213801001104570002717","06947600320418","申报企业自主确认为非招标产品、非中选产品或中选部件的附件（如覆盖螺丝、中央螺丝等）产品之一"]
["ff32cdfe-6d70-11ea-948d-fa163e0a8baf","5a38a90d-ac24-11e9-8460-fa163e0a8baf","国械注准20193171890","牙种植体系统","常州百康特医疗器械有限公司","常州百康特医疗器械有限公司","a2a95a65982211ecb3f890e2ba8d9d30","牙种植体系统-基台","（软组织水平基台基底型）4.8BBSN-6.5","八角型","钛合金","C0702021380100110457","C07020213801001104570002718","06947600320463","申报企业自主确认为非招标产品、非中选产品或中选部件的附件（如覆盖螺丝、中央螺丝等）产品之一"]
["ff32d045-6d70-11ea-948d-fa163e0a8baf","5a38a90d-ac24-11e9-8460-fa163e0a8baf","国械注准20193171890","牙种植体系统","常州百康特医疗器械有限公司","常州百康特医疗器械有限公司","a2a95a65982211ecb3f890e2ba8d9d30","牙种植体系统-基台","（软组织水平基台基底型）4.8BBSN-13.0","八角型","钛合金","C0702021380100110457","C07020213801001104570002719","06947600320593","申报企业自主确认为非招标产品、非中选产品或中选部件的附件（如覆盖螺丝、中央螺丝等）产品之一"]
["ff32d296-6d70-11ea-948d-fa163e0a8baf","5a38a90d-ac24-11e9-8460-fa163e0a8baf","国械注准20193171890","牙种植体系统","常州百康特医疗器械有限公司","常州百康特医疗器械有限公司","a2a95a65982211ecb3f890e2ba8d9d30","牙种植体系统-基台","（软组织水平基台基底型）6.5BBSN-10.0","八角型","钛合金","C0702021380100110457","C07020213801001104570002720","06947600320746","申报企业自主确认为非招标产品、非中选产品或中选部件的附件（如覆盖螺丝、中央螺丝等）产品之一"]
["ff32d4d5-6d70-11ea-948d-fa163e0a8baf","5a38a90d-ac24-11e9-8460-fa163e0a8baf","国械注准20193171890","牙种植体系统","常州百康特医疗器械有限公司","常州百康特医疗器械有限公司","a2a95a65982211ecb3f890e2ba8d9d30","牙种植体系统-基台","（软组织水平基台基底型）4.8BBSN-14.5","八角型","钛合金","C0702021380100110457","C07020213801001104570002721","06947600320623","申报企业自主确认为非招标产品、非中选产品或中选部件的附件（如覆盖螺丝、中央螺丝等）产品之一"]
["ff32d73c-6d70-11ea-948d-fa163e0a8baf","5a38a90d-ac24-11e9-8460-fa163e0a8baf","国械注准20193171890","牙种植体系统","常州百康特医疗器械有限公司","常州百康特医疗器械有限公司","a2a95a65982211ecb3f890e2ba8d9d30","牙种植体系统-基台","（软组织水平基台基底型）4.8BBS-11.5","八角型","钛合金","C0702021380100110457","C07020213801001104570002722","06947600320142","申报企业自主确认为非招标产品、非中选产品或中选部件的附件（如覆盖螺丝、中央螺丝等）产品之一"]
["ff32d98b-6d70-11ea-948d-fa163e0a8baf","5a38a90d-ac24-11e9-8460-fa163e0a8baf","国械注准20193171890","牙种植体系统","常州百康特医疗器械有限公司","常州百康特医疗器械有限公司","a2a95a65982211ecb3f890e2ba8d9d30","牙种植体系统-基台","（软组织水平基台基底型）6.5BBSN-11.5","八角型","钛合金","C0702021380100110457","C07020213801001104570002723","06947600320777","申报企业自主确认为非招标产品、非中选产品或中选部件的附件（如覆盖螺丝、中央螺丝等）产品之一"]
["ff32dbf4-6d70-11ea-948d-fa163e0a8baf","5a38a90d-ac24-11e9-8460-fa163e0a8baf","国械注准20193171890","牙种植体系统","常州百康特医疗器械有限公司","常州百康特医疗器械有限公司","a2a95a65982211ecb3f890e2ba8d9d30","牙种植体系统-基台","（软组织水平基台基底型）4.8BBS-8.5","八角型","钛合金","C0702021380100110457","C07020213801001104570002724","06947600320081","申报企业自主确认为非招标产品、非中选产品或中选部件的附件（如覆盖螺丝、中央螺丝等）产品之一"]
["ff32de47-6d70-11ea-948d-fa163e0a8baf","5a38a90d-ac24-11e9-8460-fa163e0a8baf","国械注准20193171890","牙种植体系统","常州百康特医疗器械有限公司","常州百康特医疗器械有限公司","a2a95a65982211ecb3f890e2ba8d9d30","牙种植体系统-基台","（软组织水平基台基底型）6.5BBSN-13.5","八角型","钛合金","C0702021380100110457","C07020213801001104570002725","06947600320814","申报企业自主确认为非招标产品、非中选产品或中选部件的附件（如覆盖螺丝、中央螺丝等）产品之一"]
["ff32e089-6d70-11ea-948d-fa163e0a8baf","5a38a90d-ac24-11e9-8460-fa163e0a8baf","国械注准20193171890","牙种植体系统","常州百康特医疗器械有限公司","常州百康特医疗器械有限公司","a2a95a65982211ecb3f890e2ba8d9d30","牙种植体系统-基台","（软组织水平基台基底型）4.8BBSN-15.0","八角型","钛合金","C0702021380100110457","C07020213801001104570002726","06947600320630","申报企业自主确认为非招标产品、非中选产品或中选部件的附件（如覆盖螺丝、中央螺丝等）产品之一"]
["ff32e2c5-6d70-11ea-948d-fa163e0a8baf","5a38a90d-ac24-11e9-8460-fa163e0a8baf","国械注准20193171890","牙种植体系统","常州百康特医疗器械有限公司","常州百康特医疗器械有限公司","a2a95a65982211ecb3f890e2ba8d9d30","牙种植体系统-基台","（软组织水平基台基底型）4.8BBSN-5.5","八角型","钛合金","C0702021380100110457","C07020213801001104570002727","06947600320449","申报企业自主确认为非招标产品、非中选产品或中选部件的附件（如覆盖螺丝、中央螺丝等）产品之一"]
["ff32e4f4-6d70-11ea-948d-fa163e0a8baf","5a38a90d-ac24-11e9-8460-fa163e0a8baf","国械注准20193171890","牙种植体系统","常州百康特医疗器械有限公司","常州百康特医疗器械有限公司","a2a95a65982211ecb3f890e2ba8d9d30","牙种植体系统-基台","（软组织水平基台基底型）4.8BBS-13.0","八角型","钛合金","C0702021380100110457","C07020213801001104570002728","06947600320173","申报企业自主确认为非招标产品、非中选产品或中选部件的附件（如覆盖螺丝、中央螺丝等）产品之一"]
["ff32e737-6d70-11ea-948d-fa163e0a8baf","5a38a90d-ac24-11e9-8460-fa163e0a8baf","国械注准20193171890","牙种植体系统","常州百康特医疗器械有限公司","常州百康特医疗器械有限公司","a2a95a65982211ecb3f890e2ba8d9d30","牙种植体系统-基台","（软组织水平基台基底型）4.8BBS-12.0","八角型","钛合金","C0702021380100110457","C07020213801001104570002729","06947600320159","申报企业自主确认为非招标产品、非中选产品或中选部件的附件（如覆盖螺丝、中央螺丝等）产品之一"]
["ff32e97b-6d70-11ea-948d-fa163e0a8baf","5a38a90d-ac24-11e9-8460-fa163e0a8baf","国械注准20193171890","牙种植体系统","常州百康特医疗器械有限公司","常州百康特医疗器械有限公司","a2a95a65982211ecb3f890e2ba8d9d30","牙种植体系统-基台","（软组织水平基台基底型）4.8BBS-15.0","八角型","钛合金","C0702021380100110457","C07020213801001104570002730","06947600320210","申报企业自主确认为非招标产品、非中选产品或中选部件的附件（如覆盖螺丝、中央螺丝等）产品之一"]
["ff32ebb8-6d70-11ea-948d-fa163e0a8baf","5a38a90d-ac24-11e9-8460-fa163e0a8baf","国械注准20193171890","牙种植体系统","常州百康特医疗器械有限公司","常州百康特医疗器械有限公司","a2a95a65982211ecb3f890e2ba8d9d30","牙种植体系统-基台","（软组织水平基台基底型）4.8BBSN-8.0","八角型","钛合金","C0702021380100110457","C07020213801001104570002731","06947600320494","申报企业自主确认为非招标产品、非中选产品或中选部件的附件（如覆盖螺丝、中央螺丝等）产品之一"]
["ff32ee1d-6d70-11ea-948d-fa163e0a8baf","5a38a90d-ac24-11e9-8460-fa163e0a8baf","国械注准20193171890","牙种植体系统","常州百康特医疗器械有限公司","常州百康特医疗器械有限公司","a2a95a65982211ecb3f890e2ba8d9d30","牙种植体系统-基台","（软组织水平基台基底型）6.5BBS-5.0","八角型","钛合金","C0702021380100110457","C07020213801001104570002732","06947600320227","申报企业自主确认为非招标产品、非中选产品或中选部件的附件（如覆盖螺丝、中央螺丝等）产品之一"]
["ff32f05a-6d70-11ea-948d-fa163e0a8baf","5a38a90d-ac24-11e9-8460-fa163e0a8baf","国械注准20193171890","牙种植体系统","常州百康特医疗器械有限公司","常州百康特医疗器械有限公司","a2a95a65982211ecb3f890e2ba8d9d30","牙种植体系统-基台","（软组织水平基台基底型）6.5BBSN-15.0","八角型","钛合金","C0702021380100110457","C07020213801001104570002733","06947600320845","申报企业自主确认为非招标产品、非中选产品或中选部件的附件（如覆盖螺丝、中央螺丝等）产品之一"]
["ff32f292-6d70-11ea-948d-fa163e0a8baf","5a38a90d-ac24-11e9-8460-fa163e0a8baf","国械注准20193171890","牙种植体系统","常州百康特医疗器械有限公司","常州百康特医疗器械有限公司","a2a95a65982211ecb3f890e2ba8d9d30","牙种植体系统-基台","（软组织水平基台基底型）6.5BBSN-14.5","八角型","钛合金","C0702021380100110457","C07020213801001104570002734","06947600320838","申报企业自主确认为非招标产品、非中选产品或中选部件的附件（如覆盖螺丝、中央螺丝等）产品之一"]
["ff32f4c9-6d70-11ea-948d-fa163e0a8baf","5a38a90d-ac24-11e9-8460-fa163e0a8baf","国械注准20193171890","牙种植体系统","常州百康特医疗器械有限公司","常州百康特医疗器械有限公司","a2a95a65982211ecb3f890e2ba8d9d30","牙种植体系统-基台","（软组织水平基台基底型）6.5BBSN-5.0","八角型","钛合金","C0702021380100110457","C07020213801001104570002735","06947600320647","申报企业自主确认为非招标产品、非中选产品或中选部件的附件（如覆盖螺丝、中央螺丝等）产品之一"]
["ff32f739-6d70-11ea-948d-fa163e0a8baf","5a38a90d-ac24-11e9-8460-fa163e0a8baf","国械注准20193171890","牙种植体系统","常州百康特医疗器械有限公司","常州百康特医疗器械有限公司","a2a95a65982211ecb3f890e2ba8d9d30","牙种植体系统-基台","（软组织水平基台基底型）4.8BBSN-11.0","八角型","钛合金","C0702021380100110457","C07020213801001104570002736","06947600320555","申报企业自主确认为非招标产品、非中选产品或中选部件的附件（如覆盖螺丝、中央螺丝等）产品之一"]
["ff32f985-6d70-11ea-948d-fa163e0a8baf","5a38a90d-ac24-11e9-8460-fa163e0a8baf","国械注准20193171890","牙种植体系统","常州百康特医疗器械有限公司","常州百康特医疗器械有限公司","a2a95a65982211ecb3f890e2ba8d9d30","牙种植体系统-基台","（软组织水平基台基底型）6.5BBSN-8.5","八角型","钛合金","C0702021380100110457","C07020213801001104570002737","06947600320715","申报企业自主确认为非招标产品、非中选产品或中选部件的附件（如覆盖螺丝、中央螺丝等）产品之一"]
["ff32fbc7-6d70-11ea-948d-fa163e0a8baf","5a38a90d-ac24-11e9-8460-fa163e0a8baf","国械注准20193171890","牙种植体系统","常州百康特医疗器械有限公司","常州百康特医疗器械有限公司","a2a95a65982211ecb3f890e2ba8d9d30","牙种植体系统-基台","（软组织水平基台基底型）4.8BBS-14.0","八角型","钛合金","C0702021380100110457","C07020213801001104570002738","06947600320197","申报企业自主确认为非招标产品、非中选产品或中选部件的附件（如覆盖螺丝、中央螺丝等）产品之一"]
["ff32fe0e-6d70-11ea-948d-fa163e0a8baf","5a38a90d-ac24-11e9-8460-fa163e0a8baf","国械注准20193171890","牙种植体系统","常州百康特医疗器械有限公司","常州百康特医疗器械有限公司","a2a95a65982211ecb3f890e2ba8d9d30","牙种植体系统-基台","（软组织水平基台基底型）4.8BBSN-11.5","八角型","钛合金","C0702021380100110457","C07020213801001104570002739","06947600320562","申报企业自主确认为非招标产品、非中选产品或中选部件的附件（如覆盖螺丝、中央螺丝等）产品之一"]
["ff330051-6d70-11ea-948d-fa163e0a8baf","5a38a90d-ac24-11e9-8460-fa163e0a8baf","国械注准20193171890","牙种植体系统","常州百康特医疗器械有限公司","常州百康特医疗器械有限公司","a2a95a65982211ecb3f890e2ba8d9d30","牙种植体系统-基台","（软组织水平基台基底型）6.5BBSN-9.5","八角型","钛合金","C0702021380100110457","C07020213801001104570002740","06947600320739","申报企业自主确认为非招标产品、非中选产品或中选部件的附件（如覆盖螺丝、中央螺丝等）产品之一"]
["ff3302f4-6d70-11ea-948d-fa163e0a8baf","5a38a90d-ac24-11e9-8460-fa163e0a8baf","国械注准20193171890","牙种植体系统","常州百康特医疗器械有限公司","常州百康特医疗器械有限公司","a2a95a65982211ecb3f890e2ba8d9d30","牙种植体系统-基台","（软组织水平基台基底型）6.5BBS-11.0","八角型","钛合金","C0702021380100110457","C07020213801001104570002741","06947600320340","申报企业自主确认为非招标产品、非中选产品或中选部件的附件（如覆盖螺丝、中央螺丝等）产品之一"]
["ff330942-6d70-11ea-948d-fa163e0a8baf","5a38a90d-ac24-11e9-8460-fa163e0a8baf","国械注准20193171890","牙种植体系统","常州百康特医疗器械有限公司","常州百康特医疗器械有限公司","a2a95a65982211ecb3f890e2ba8d9d30","牙种植体系统-基台","（软组织水平基台基底型）4.8BBSN-10.5","八角型","钛合金","C0702021380100110457","C07020213801001104570002742","06947600320548","申报企业自主确认为非招标产品、非中选产品或中选部件的附件（如覆盖螺丝、中央螺丝等）产品之一"]
["ff330bd0-6d70-11ea-948d-fa163e0a8baf","5a38a90d-ac24-11e9-8460-fa163e0a8baf","国械注准20193171890","牙种植体系统","常州百康特医疗器械有限公司","常州百康特医疗器械有限公司","a2a95a65982211ecb3f890e2ba8d9d30","牙种植体系统-基台","（软组织水平基台基底型）6.5BBSN-12.0","八角型","钛合金","C0702021380100110457","C07020213801001104570002743","06947600320784","申报企业自主确认为非招标产品、非中选产品或中选部件的附件（如覆盖螺丝、中央螺丝等）产品之一"]
["ff330e32-6d70-11ea-948d-fa163e0a8baf","5a38a90d-ac24-11e9-8460-fa163e0a8baf","国械注准20193171890","牙种植体系统","常州百康特医疗器械有限公司","常州百康特医疗器械有限公司","a2a95a65982211ecb3f890e2ba8d9d30","牙种植体系统-基台","（软组织水平基台基底型）4.8BBS-10.0","八角型","钛合金","C0702021380100110457","C07020213801001104570002744","06947600320111","申报企业自主确认为非招标产品、非中选产品或中选部件的附件（如覆盖螺丝、中央螺丝等）产品之一"]
["ff33109d-6d70-11ea-948d-fa163e0a8baf","5a38a90d-ac24-11e9-8460-fa163e0a8baf","国械注准20193171890","牙种植体系统","常州百康特医疗器械有限公司","常州百康特医疗器械有限公司","a2a95a65982211ecb3f890e2ba8d9d30","牙种植体系统-基台","（软组织水平基台基底型）6.5BBSN-9.0","八角型","钛合金","C0702021380100110457","C07020213801001104570002745","06947600320722","申报企业自主确认为非招标产品、非中选产品或中选部件的附件（如覆盖螺丝、中央螺丝等）产品之一"]
["ff3312f5-6d70-11ea-948d-fa163e0a8baf","5a38a90d-ac24-11e9-8460-fa163e0a8baf","国械注准20193171890","牙种植体系统","常州百康特医疗器械有限公司","常州百康特医疗器械有限公司","a2a95a65982211ecb3f890e2ba8d9d30","牙种植体系统-基台","（软组织水平基台基底型）4.8BBSN-9.0","八角型","钛合金","C0702021380100110457","C07020213801001104570002746","06947600320517","申报企业自主确认为非招标产品、非中选产品或中选部件的附件（如覆盖螺丝、中央螺丝等）产品之一"]
["ff33156c-6d70-11ea-948d-fa163e0a8baf","5a38a90d-ac24-11e9-8460-fa163e0a8baf","国械注准20193171890","牙种植体系统","常州百康特医疗器械有限公司","常州百康特医疗器械有限公司","a2a95a65982211ecb3f890e2ba8d9d30","牙种植体系统-基台","（软组织水平基台基底型）4.8BBS-8.0","八角型","钛合金","C0702021380100110457","C07020213801001104570002747","06947600320074","申报企业自主确认为非招标产品、非中选产品或中选部件的附件（如覆盖螺丝、中央螺丝等）产品之一"]
["ff3317ad-6d70-11ea-948d-fa163e0a8baf","5a38a90d-ac24-11e9-8460-fa163e0a8baf","国械注准20193171890","牙种植体系统","常州百康特医疗器械有限公司","常州百康特医疗器械有限公司","a2a95a65982211ecb3f890e2ba8d9d30","牙种植体系统-基台","（软组织水平基台基底型）6.5BBS-9.5","八角型","钛合金","C0702021380100110457","C07020213801001104570002748","06947600320319","申报企业自主确认为非招标产品、非中选产品或中选部件的附件（如覆盖螺丝、中央螺丝等）产品之一"]
["ff3319f6-6d70-11ea-948d-fa163e0a8baf","5a38a90d-ac24-11e9-8460-fa163e0a8baf","国械注准20193171890","牙种植体系统","常州百康特医疗器械有限公司","常州百康特医疗器械有限公司","a2a95a65982211ecb3f890e2ba8d9d30","牙种植体系统-基台","（软组织水平基台基底型）6.5BBS-7.5","八角型","钛合金","C0702021380100110457","C07020213801001104570002749","06947600320272","申报企业自主确认为非招标产品、非中选产品或中选部件的附件（如覆盖螺丝、中央螺丝等）产品之一"]
["ff331c36-6d70-11ea-948d-fa163e0a8baf","5a38a90d-ac24-11e9-8460-fa163e0a8baf","国械注准20193171890","牙种植体系统","常州百康特医疗器械有限公司","常州百康特医疗器械有限公司","a2a95a65982211ecb3f890e2ba8d9d30","牙种植体系统-基台","（软组织水平基台基底型）6.5BBS-8.0","八角型","钛合金","C0702021380100110457","C07020213801001104570002750","06947600320289","申报企业自主确认为非招标产品、非中选产品或中选部件的附件（如覆盖螺丝、中央螺丝等）产品之一"]
["ff331e9d-6d70-11ea-948d-fa163e0a8baf","5a38a90d-ac24-11e9-8460-fa163e0a8baf","国械注准20193171890","牙种植体系统","常州百康特医疗器械有限公司","常州百康特医疗器械有限公司","a2a95a65982211ecb3f890e2ba8d9d30","牙种植体系统-基台","（软组织水平基台基底型）4.8BBSN-12.5","八角型","钛合金","C0702021380100110457","C07020213801001104570002751","06947600320586","申报企业自主确认为非招标产品、非中选产品或中选部件的附件（如覆盖螺丝、中央螺丝等）产品之一"]
["ff3320d8-6d70-11ea-948d-fa163e0a8baf","5a38a90d-ac24-11e9-8460-fa163e0a8baf","国械注准20193171890","牙种植体系统","常州百康特医疗器械有限公司","常州百康特医疗器械有限公司","a2a95a65982211ecb3f890e2ba8d9d30","牙种植体系统-基台","（软组织水平基台基底型）6.5BBS-14.0","八角型","钛合金","C0702021380100110457","C07020213801001104570002752","06947600320401","申报企业自主确认为非招标产品、非中选产品或中选部件的附件（如覆盖螺丝、中央螺丝等）产品之一"]
["ff3324fd-6d70-11ea-948d-fa163e0a8baf","5a38a90d-ac24-11e9-8460-fa163e0a8baf","国械注准20193171890","牙种植体系统","常州百康特医疗器械有限公司","常州百康特医疗器械有限公司","a2a95a65982211ecb3f890e2ba8d9d30","牙种植体系统-基台","（软组织水平基台基底型）4.8BBSN-9.5","八角型","钛合金","C0702021380100110457","C07020213801001104570002753","06947600320524","申报企业自主确认为非招标产品、非中选产品或中选部件的附件（如覆盖螺丝、中央螺丝等）产品之一"]
["ff332743-6d70-11ea-948d-fa163e0a8baf","5a38a90d-ac24-11e9-8460-fa163e0a8baf","国械注准20193171890","牙种植体系统","常州百康特医疗器械有限公司","常州百康特医疗器械有限公司","a2a95a65982211ecb3f890e2ba8d9d30","牙种植体系统-基台","（软组织水平基台基底型）6.5BBSN-11.0","八角型","钛合金","C0702021380100110457","C07020213801001104570002754","06947600320760","申报企业自主确认为非招标产品、非中选产品或中选部件的附件（如覆盖螺丝、中央螺丝等）产品之一"]
["ff33298b-6d70-11ea-948d-fa163e0a8baf","5a38a90d-ac24-11e9-8460-fa163e0a8baf","国械注准20193171890","牙种植体系统","常州百康特医疗器械有限公司","常州百康特医疗器械有限公司","a2a95a65982211ecb3f890e2ba8d9d30","牙种植体系统-基台","（软组织水平基台基底型）6.5BBS-7.0","八角型","钛合金","C0702021380100110457","C07020213801001104570002755","06947600320265","申报企业自主确认为非招标产品、非中选产品或中选部件的附件（如覆盖螺丝、中央螺丝等）产品之一"]
["ff332bc5-6d70-11ea-948d-fa163e0a8baf","5a38a90d-ac24-11e9-8460-fa163e0a8baf","国械注准20193171890","牙种植体系统","常州百康特医疗器械有限公司","常州百康特医疗器械有限公司","a2a95a65982211ecb3f890e2ba8d9d30","牙种植体系统-基台","（软组织水平基台基底型）6.5BBSN-7.0","八角型","钛合金","C0702021380100110457","C07020213801001104570002756","06947600320685","申报企业自主确认为非招标产品、非中选产品或中选部件的附件（如覆盖螺丝、中央螺丝等）产品之一"]
["ff332e42-6d70-11ea-948d-fa163e0a8baf","5a38a90d-ac24-11e9-8460-fa163e0a8baf","国械注准20193171890","牙种植体系统","常州百康特医疗器械有限公司","常州百康特医疗器械有限公司","a2a95a65982211ecb3f890e2ba8d9d30","牙种植体系统-基台","（软组织水平基台基底型）4.8BBSN-8.5","八角型","钛合金","C0702021380100110457","C07020213801001104570002757","06947600320500","申报企业自主确认为非招标产品、非中选产品或中选部件的附件（如覆盖螺丝、中央螺丝等）产品之一"]
["32935a84-6d7a-11ea-948d-fa163e0a8baf","5a38a90d-ac24-11e9-8460-fa163e0a8baf","国械注准20193171890","牙种植体系统","常州百康特医疗器械有限公司","常州百康特医疗器械有限公司","a31b2c7a982211ecb3f890e2ba8d9d30","牙种植体系统-螺栓","(螺栓)LSΦ2.3×M1.8-5","螺栓","钛合金","C0702041390200510457","C07020413902005104570000001","06947600301363","申报企业自主确认为非招标产品、非中选产品或中选部件的附件（如覆盖螺丝、中央螺丝等）产品之一"]
["32935ee5-6d7a-11ea-948d-fa163e0a8baf","5a38a90d-ac24-11e9-8460-fa163e0a8baf","国械注准20193171890","牙种植体系统","常州百康特医疗器械有限公司","常州百康特医疗器械有限公司","a31b2c7a982211ecb3f890e2ba8d9d30","牙种植体系统-螺栓","(螺栓)LSΦ2.5×M2-4.4","螺栓","钛合金","C0702041390200510457","C07020413902005104570000002","06947600301394","申报企业自主确认为非招标产品、非中选产品或中选部件的附件（如覆盖螺丝、中央螺丝等）产品之一"]
["3293641a-6d7a-11ea-948d-fa163e0a8baf","5a38a90d-ac24-11e9-8460-fa163e0a8baf","国械注准20193171890","牙种植体系统","常州百康特医疗器械有限公司","常州百康特医疗器械有限公司","a31b2c7a982211ecb3f890e2ba8d9d30","牙种植体系统-螺栓","(螺栓A型)LAФ2.2×M1.6-8","螺栓","钛合金","C0702041390200510457","C07020413902005104570000003","06947600307730","申报企业自主确认为非招标产品、非中选产品或中选部件的附件（如覆盖螺丝、中央螺丝等）产品之一"]
["329365de-6d7a-11ea-948d-fa163e0a8baf","5a38a90d-ac24-11e9-8460-fa163e0a8baf","国械注准20193171890","牙种植体系统","常州百康特医疗器械有限公司","常州百康特医疗器械有限公司","a31b2c7a982211ecb3f890e2ba8d9d30","牙种植体系统-螺栓","(螺栓B型)LBФ2.2×M1.6-8","螺栓","钛合金","C0702041390200510457","C07020413902005104570000004","06947600307761","申报企业自主确认为非招标产品、非中选产品或中选部件的附件（如覆盖螺丝、中央螺丝等）产品之一"]
["3293692a-6d7a-11ea-948d-fa163e0a8baf","5a38a90d-ac24-11e9-8460-fa163e0a8baf","国械注准20193171890","牙种植体系统","常州百康特医疗器械有限公司","常州百康特医疗器械有限公司","a31b2c7a982211ecb3f890e2ba8d9d30","牙种植体系统-螺栓","（沉头螺栓）CL*M2-3","螺栓","钛合金","C0702041390200510457","C07020413902005104570000006",null,"申报企业自主确认为非招标产品、非中选产品或中选部件的附件（如覆盖螺丝、中央螺丝等）产品之一"]
["32936c3b-6d7a-11ea-948d-fa163e0a8baf","5a38a90d-ac24-11e9-8460-fa163e0a8baf","国械注准20193171890","牙种植体系统","常州百康特医疗器械有限公司","常州百康特医疗器械有限公司","a31b2c7a982211ecb3f890e2ba8d9d30","牙种植体系统-螺栓","(螺栓)LSφ2.5*M1.4-4","螺栓","钛合金","C0702041390200510457","C07020413902005104570000008","06947600313274","申报企业自主确认为非招标产品、非中选产品或中选部件的附件（如覆盖螺丝、中央螺丝等）产品之一"]
["32936f83-6d7a-11ea-948d-fa163e0a8baf","5a38a90d-ac24-11e9-8460-fa163e0a8baf","国械注准20193171890","牙种植体系统","常州百康特医疗器械有限公司","常州百康特医疗器械有限公司","a31b2c7a982211ecb3f890e2ba8d9d30","牙种植体系统-螺栓","（螺栓）LSφ2.5*M2-6.2","螺栓","钛合金","C0702041390200510457","C07020413902005104570000009",null,"申报企业自主确认为非招标产品、非中选产品或中选部件的附件（如覆盖螺丝、中央螺丝等）产品之一"]
["32937111-6d7a-11ea-948d-fa163e0a8baf","5a38a90d-ac24-11e9-8460-fa163e0a8baf","国械注准20193171890","牙种植体系统","常州百康特医疗器械有限公司","常州百康特医疗器械有限公司","a31b2c7a982211ecb3f890e2ba8d9d30","牙种植体系统-螺栓","（螺栓）LSφ2.5*M2-7.4","螺栓","钛合金","C0702041390200510457","C07020413902005104570000010",null,"申报企业自主确认为非招标产品、非中选产品或中选部件的附件（如覆盖螺丝、中央螺丝等）产品之一"]
["32937284-6d7a-11ea-948d-fa163e0a8baf","5a38a90d-ac24-11e9-8460-fa163e0a8baf","国械注准20193171890","牙种植体系统","常州百康特医疗器械有限公司","常州百康特医疗器械有限公司","a31b2c7a982211ecb3f890e2ba8d9d30","牙种植体系统-螺栓","(螺栓A型)LAφ2.1*M1.6-8","螺栓","钛合金","C0702041390200510457","C07020413902005104570000011","06947600307136","申报企业自主确认为非招标产品、非中选产品或中选部件的附件（如覆盖螺丝、中央螺丝等）产品之一"]
["329373e2-6d7a-11ea-948d-fa163e0a8baf","5a38a90d-ac24-11e9-8460-fa163e0a8baf","国械注准20193171890","牙种植体系统","常州百康特医疗器械有限公司","常州百康特医疗器械有限公司","a31b2c7a982211ecb3f890e2ba8d9d30","牙种植体系统-螺栓","(螺栓B型)LBφ2.1*M1.6-8","螺栓","钛合金","C0702041390200510457","C07020413902005104570000012","06947600307150","申报企业自主确认为非招标产品、非中选产品或中选部件的附件（如覆盖螺丝、中央螺丝等）产品之一"]
["5977831c-817a-11eb-ace3-fa163e311f19","5a38a90d-ac24-11e9-8460-fa163e0a8baf","国械注准20193171890","牙种植体系统","常州百康特医疗器械有限公司","常州百康特医疗器械有限公司","a31b2c7a982211ecb3f890e2ba8d9d30","牙种植体系统-螺栓","(螺栓(多功能))LSΦ2.2×M1.4-3.5","螺栓","钛合金","C0702041390200510457","C07020413902005104570000015","06947600303596","申报企业自主确认为非招标产品、非中选产品或中选部件的附件（如覆盖螺丝、中央螺丝等）产品之一"]
["c37b9ce1-0d0e-11eb-bf70-fa163e0a8baf","5a38a90d-ac24-11e9-8460-fa163e0a8baf","国械注准20193171890","牙种植体系统","常州百康特医疗器械有限公司","常州百康特医疗器械有限公司","a31b2c7a982211ecb3f890e2ba8d9d30","牙种植体系统-螺栓","（螺栓C型）LCФ2.2×M1.6-10","C型","钛合金","C0702041390200510457","C07020413902005104570000013",null,"申报企业自主确认为非招标产品、非中选产品或中选部件的附件（如覆盖螺丝、中央螺丝等）产品之一"]
["c95c2b8e-0d0e-11eb-bf70-fa163e0a8baf","5a38a90d-ac24-11e9-8460-fa163e0a8baf","国械注准20193171890","牙种植体系统","常州百康特医疗器械有限公司","常州百康特医疗器械有限公司","a31b2c7a982211ecb3f890e2ba8d9d30","牙种植体系统-螺栓","（螺栓C型）LCФ2.3×M2-8","C型","钛合金","C0702041390200510457","C07020413902005104570000014",null,"申报企业自主确认为非招标产品、非中选产品或中选部件的附件（如覆盖螺丝、中央螺丝等）产品之一"]
["27658f1f-d3c1-11e9-953f-fa163e0a8baf","0301674897e2478da633a28775a159d6","国械注进20153170109","牙科基台Abutment","爱美蒂口腔器械有限公司A.B. Dental Devices Ltd","明基医疗器械（上海）有限公司","9ee5f153-d3b8-11e9-953f-fa163e0a8baf","牙科基台","颈部直径3.75长度1","P25-3.75,1",null,"C0702021380100104943","C07020213801001049430000001",null,"申报企业自主确认为非招标产品、非中选产品或中选部件的附件（如覆盖螺丝、中央螺丝等）产品之一"]
["276592f6-d3c1-11e9-953f-fa163e0a8baf","0301674897e2478da633a28775a159d6","国械注进20153170109","牙科基台Abutment","爱美蒂口腔器械有限公司A.B. Dental Devices Ltd","明基医疗器械（上海）有限公司","9ee5f153-d3b8-11e9-953f-fa163e0a8baf","牙科基台","颈部直径3.75长度4","P5-3.75,4",null,"C0702021380100104943","C07020213801001049430000037",null,"申报企业自主确认为非招标产品、非中选产品或中选部件的附件（如覆盖螺丝、中央螺丝等）产品之一"]
["27659ef3-d3c1-11e9-953f-fa163e0a8baf","0301674897e2478da633a28775a159d6","国械注进20153170109","牙科基台Abutment","爱美蒂口腔器械有限公司A.B. Dental Devices Ltd","明基医疗器械（上海）有限公司","9ee5f153-d3b8-11e9-953f-fa163e0a8baf","牙科基台","颈部直径3.75长度1","P14-3.75,30-1",null,"C0702021380100104943","C07020213801001049430000002",null,"申报企业自主确认为非招标产品、非中选产品或中选部件的附件（如覆盖螺丝、中央螺丝等）产品之一"]
["2765a20d-d3c1-11e9-953f-fa163e0a8baf","0301674897e2478da633a28775a159d6","国械注进20153170109","牙科基台Abutment","爱美蒂口腔器械有限公司A.B. Dental Devices Ltd","明基医疗器械（上海）有限公司","9ee5f153-d3b8-11e9-953f-fa163e0a8baf","牙科基台","颈部直径3.75长度1","P5-3.75,1",null,"C0702021380100104943","C07020213801001049430000039",null,"申报企业自主确认为非招标产品、非中选产品或中选部件的附件（如覆盖螺丝、中央螺丝等）产品之一"]
["2765aa4b-d3c1-11e9-953f-fa163e0a8baf","0301674897e2478da633a28775a159d6","国械注进20153170109","牙科基台Abutment","爱美蒂口腔器械有限公司A.B. Dental Devices Ltd","明基医疗器械（上海）有限公司","9ee5f153-d3b8-11e9-953f-fa163e0a8baf","牙科基台","颈部直径3.75长度3","P16-3.75,3",null,"C0702021380100104943","C07020213801001049430000003",null,"申报企业自主确认为非招标产品、非中选产品或中选部件的附件（如覆盖螺丝、中央螺丝等）产品之一"]
["2765ad04-d3c1-11e9-953f-fa163e0a8baf","0301674897e2478da633a28775a159d6","国械注进20153170109","牙科基台Abutment","爱美蒂口腔器械有限公司A.B. Dental Devices Ltd","明基医疗器械（上海）有限公司","9ee5f153-d3b8-11e9-953f-fa163e0a8baf","牙科基台","颈部直径5长度3.2","P5a",null,"C0702021380100104943","C07020213801001049430000040",null,"申报企业自主确认为非招标产品、非中选产品或中选部件的附件（如覆盖螺丝、中央螺丝等）产品之一"]
["2765b297-d3c1-11e9-953f-fa163e0a8baf","0301674897e2478da633a28775a159d6","国械注进20153170109","牙科基台Abutment","爱美蒂口腔器械有限公司A.B. Dental Devices Ltd","明基医疗器械（上海）有限公司","9ee5f153-d3b8-11e9-953f-fa163e0a8baf","牙科基台","颈部直径3.75长度3","P14-3.75,30-3",null,"C0702021380100104943","C07020213801001049430000006",null,"申报企业自主确认为非招标产品、非中选产品或中选部件的附件（如覆盖螺丝、中央螺丝等）产品之一"]
["2765b56f-d3c1-11e9-953f-fa163e0a8baf","0301674897e2478da633a28775a159d6","国械注进20153170109","牙科基台Abutment","爱美蒂口腔器械有限公司A.B. Dental Devices Ltd","明基医疗器械（上海）有限公司","9ee5f153-d3b8-11e9-953f-fa163e0a8baf","牙科基台","颈部直径3.75长度1","P16-3.75,1",null,"C0702021380100104943","C07020213801001049430000007",null,"申报企业自主确认为非招标产品、非中选产品或中选部件的附件（如覆盖螺丝、中央螺丝等）产品之一"]
["2765b83d-d3c1-11e9-953f-fa163e0a8baf","0301674897e2478da633a28775a159d6","国械注进20153170109","牙科基台Abutment","爱美蒂口腔器械有限公司A.B. Dental Devices Ltd","明基医疗器械（上海）有限公司","9ee5f153-d3b8-11e9-953f-fa163e0a8baf","牙科基台","颈部直径3.75长度3","P25-3.75,3",null,"C0702021380100104943","C07020213801001049430000008",null,"申报企业自主确认为非招标产品、非中选产品或中选部件的附件（如覆盖螺丝、中央螺丝等）产品之一"]
["2765bc55-d3c1-11e9-953f-fa163e0a8baf","0301674897e2478da633a28775a159d6","国械注进20153170109","牙科基台Abutment","爱美蒂口腔器械有限公司A.B. Dental Devices Ltd","明基医疗器械（上海）有限公司","9ee5f153-d3b8-11e9-953f-fa163e0a8baf","牙科基台","颈部直径3.75长度0","P25-3.75,0",null,"C0702021380100104943","C07020213801001049430000009",null,"申报企业自主确认为非招标产品、非中选产品或中选部件的附件（如覆盖螺丝、中央螺丝等）产品之一"]
["2765c1a5-d3c1-11e9-953f-fa163e0a8baf","0301674897e2478da633a28775a159d6","国械注进20153170109","牙科基台Abutment","爱美蒂口腔器械有限公司A.B. Dental Devices Ltd","明基医疗器械（上海）有限公司","9ee5f153-d3b8-11e9-953f-fa163e0a8baf","牙科基台","颈部直径3.75长度5","P25-3.75,5",null,"C0702021380100104943","C07020213801001049430000010",null,"申报企业自主确认为非招标产品、非中选产品或中选部件的附件（如覆盖螺丝、中央螺丝等）产品之一"]
["2765c2ff-d3c1-11e9-953f-fa163e0a8baf","0301674897e2478da633a28775a159d6","国械注进20153170109","牙科基台Abutment","爱美蒂口腔器械有限公司A.B. Dental Devices Ltd","明基医疗器械（上海）有限公司","9ee5f153-d3b8-11e9-953f-fa163e0a8baf","牙科基台","颈部直径3.75长度1","P5-3.75,20-1",null,"C0702021380100104943","C07020213801001049430000041",null,"申报企业自主确认为非招标产品、非中选产品或中选部件的附件（如覆盖螺丝、中央螺丝等）产品之一"]
["2765d0df-d3c1-11e9-953f-fa163e0a8baf","0301674897e2478da633a28775a159d6","国械注进20153170109","牙科基台Abutment","爱美蒂口腔器械有限公司A.B. Dental Devices Ltd","明基医疗器械（上海）有限公司","9ee5f153-d3b8-11e9-953f-fa163e0a8baf","牙科基台","颈部直径3长度3","P5-3,3",null,"C0702021380100104943","C07020213801001049430000043",null,"申报企业自主确认为非招标产品、非中选产品或中选部件的附件（如覆盖螺丝、中央螺丝等）产品之一"]
["2765de38-d3c1-11e9-953f-fa163e0a8baf","0301674897e2478da633a28775a159d6","国械注进20153170109","牙科基台Abutment","爱美蒂口腔器械有限公司A.B. Dental Devices Ltd","明基医疗器械（上海）有限公司","9ee5f153-d3b8-11e9-953f-fa163e0a8baf","牙科基台","颈部直径3.75长度5","P5-3.75,5",null,"C0702021380100104943","C07020213801001049430000045",null,"申报企业自主确认为非招标产品、非中选产品或中选部件的附件（如覆盖螺丝、中央螺丝等）产品之一"]
["2765e249-d3c1-11e9-953f-fa163e0a8baf","0301674897e2478da633a28775a159d6","国械注进20153170109","牙科基台Abutment","爱美蒂口腔器械有限公司A.B. Dental Devices Ltd","明基医疗器械（上海）有限公司","9ee5f153-d3b8-11e9-953f-fa163e0a8baf","牙科基台","颈部直径3.75长度3","P14-3.75,17-3",null,"C0702021380100104943","C07020213801001049430000014",null,"申报企业自主确认为非招标产品、非中选产品或中选部件的附件（如覆盖螺丝、中央螺丝等）产品之一"]
["2765fdf0-d3c1-11e9-953f-fa163e0a8baf","0301674897e2478da633a28775a159d6","国械注进20153170109","牙科基台Abutment","爱美蒂口腔器械有限公司A.B. Dental Devices Ltd","明基医疗器械（上海）有限公司","9ee5f153-d3b8-11e9-953f-fa163e0a8baf","牙科基台","颈部直径3.75长度2","P5-3.75,2",null,"C0702021380100104943","C07020213801001049430000048",null,"申报企业自主确认为非招标产品、非中选产品或中选部件的附件（如覆盖螺丝、中央螺丝等）产品之一"]
["276600cd-d3c1-11e9-953f-fa163e0a8baf","0301674897e2478da633a28775a159d6","国械注进20153170109","牙科基台Abutment","爱美蒂口腔器械有限公司A.B. Dental Devices Ltd","明基医疗器械（上海）有限公司","9ee5f153-d3b8-11e9-953f-fa163e0a8baf","牙科基台","颈部直径3长度2","P16-3,2",null,"C0702021380100104943","C07020213801001049430000021",null,"申报企业自主确认为非招标产品、非中选产品或中选部件的附件（如覆盖螺丝、中央螺丝等）产品之一"]
["27660d50-d3c1-11e9-953f-fa163e0a8baf","0301674897e2478da633a28775a159d6","国械注进20153170109","牙科基台Abutment","爱美蒂口腔器械有限公司A.B. Dental Devices Ltd","明基医疗器械（上海）有限公司","9ee5f153-d3b8-11e9-953f-fa163e0a8baf","牙科基台","颈部直径3.75长度2","P5-3.75,20-2",null,"C0702021380100104943","C07020213801001049430000050",null,"申报企业自主确认为非招标产品、非中选产品或中选部件的附件（如覆盖螺丝、中央螺丝等）产品之一"]
["276612c8-d3c1-11e9-953f-fa163e0a8baf","0301674897e2478da633a28775a159d6","国械注进20153170109","牙科基台Abutment","爱美蒂口腔器械有限公司A.B. Dental Devices Ltd","明基医疗器械（上海）有限公司","9ee5f153-d3b8-11e9-953f-fa163e0a8baf","牙科基台","颈部直径3.75长度4","P25-3.75,4",null,"C0702021380100104943","C07020213801001049430000025",null,"申报企业自主确认为非招标产品、非中选产品或中选部件的附件（如覆盖螺丝、中央螺丝等）产品之一"]
["2766199d-d3c1-11e9-953f-fa163e0a8baf","0301674897e2478da633a28775a159d6","国械注进20153170109","牙科基台Abutment","爱美蒂口腔器械有限公司A.B. Dental Devices Ltd","明基医疗器械（上海）有限公司","9ee5f153-d3b8-11e9-953f-fa163e0a8baf","牙科基台","颈部直径3.75长度4","P16-3.75,4",null,"C0702021380100104943","C07020213801001049430000026",null,"申报企业自主确认为非招标产品、非中选产品或中选部件的附件（如覆盖螺丝、中央螺丝等）产品之一"]
["27662069-d3c1-11e9-953f-fa163e0a8baf","0301674897e2478da633a28775a159d6","国械注进20153170109","牙科基台Abutment","爱美蒂口腔器械有限公司A.B. Dental Devices Ltd","明基医疗器械（上海）有限公司","9ee5f153-d3b8-11e9-953f-fa163e0a8baf","牙科基台","颈部直径3.75长度6","P5-3.75,6",null,"C0702021380100104943","C07020213801001049430000052",null,"申报企业自主确认为非招标产品、非中选产品或中选部件的附件（如覆盖螺丝、中央螺丝等）产品之一"]
["27662358-d3c1-11e9-953f-fa163e0a8baf","0301674897e2478da633a28775a159d6","国械注进20153170109","牙科基台Abutment","爱美蒂口腔器械有限公司A.B. Dental Devices Ltd","明基医疗器械（上海）有限公司","9ee5f153-d3b8-11e9-953f-fa163e0a8baf","牙科基台","颈部直径3.75长度2","P25-3.75,2",null,"C0702021380100104943","C07020213801001049430000027",null,"申报企业自主确认为非招标产品、非中选产品或中选部件的附件（如覆盖螺丝、中央螺丝等）产品之一"]
["276628e2-d3c1-11e9-953f-fa163e0a8baf","0301674897e2478da633a28775a159d6","国械注进20153170109","牙科基台Abutment","爱美蒂口腔器械有限公司A.B. Dental Devices Ltd","明基医疗器械（上海）有限公司","9ee5f153-d3b8-11e9-953f-fa163e0a8baf","牙科基台","颈部直径3.75长度1","P14-3.75,17-1",null,"C0702021380100104943","C07020213801001049430000028",null,"申报企业自主确认为非招标产品、非中选产品或中选部件的附件（如覆盖螺丝、中央螺丝等）产品之一"]
["27662b98-d3c1-11e9-953f-fa163e0a8baf","0301674897e2478da633a28775a159d6","国械注进20153170109","牙科基台Abutment","爱美蒂口腔器械有限公司A.B. Dental Devices Ltd","明基医疗器械（上海）有限公司","9ee5f153-d3b8-11e9-953f-fa163e0a8baf","牙科基台","颈部直径3.75长度2","P16-3.75,2",null,"C0702021380100104943","C07020213801001049430000029",null,"申报企业自主确认为非招标产品、非中选产品或中选部件的附件（如覆盖螺丝、中央螺丝等）产品之一"]
["27662fac-d3c1-11e9-953f-fa163e0a8baf","0301674897e2478da633a28775a159d6","国械注进20153170109","牙科基台Abutment","爱美蒂口腔器械有限公司A.B. Dental Devices Ltd","明基医疗器械（上海）有限公司","9ee5f153-d3b8-11e9-953f-fa163e0a8baf","牙科基台","颈部直径3长度1","P16-3,1",null,"C0702021380100104943","C07020213801001049430000030",null,"申报企业自主确认为非招标产品、非中选产品或中选部件的附件（如覆盖螺丝、中央螺丝等）产品之一"]
["27663101-d3c1-11e9-953f-fa163e0a8baf","0301674897e2478da633a28775a159d6","国械注进20153170109","牙科基台Abutment","爱美蒂口腔器械有限公司A.B. Dental Devices Ltd","明基医疗器械（上海）有限公司","9ee5f153-d3b8-11e9-953f-fa163e0a8baf","牙科基台","颈部直径3.75长度5","P16-3.75,5",null,"C0702021380100104943","C07020213801001049430000031",null,"申报企业自主确认为非招标产品、非中选产品或中选部件的附件（如覆盖螺丝、中央螺丝等）产品之一"]
["2766363b-d3c1-11e9-953f-fa163e0a8baf","0301674897e2478da633a28775a159d6","国械注进20153170109","牙科基台Abutment","爱美蒂口腔器械有限公司A.B. Dental Devices Ltd","明基医疗器械（上海）有限公司","9ee5f153-d3b8-11e9-953f-fa163e0a8baf","牙科基台","颈部直径3.75长度3","P5-3.75,20-3",null,"C0702021380100104943","C07020213801001049430000055",null,"申报企业自主确认为非招标产品、非中选产品或中选部件的附件（如覆盖螺丝、中央螺丝等）产品之一"]
["27663b4c-d3c1-11e9-953f-fa163e0a8baf","0301674897e2478da633a28775a159d6","国械注进20153170109","牙科基台Abutment","爱美蒂口腔器械有限公司A.B. Dental Devices Ltd","明基医疗器械（上海）有限公司","9ee5f153-d3b8-11e9-953f-fa163e0a8baf","牙科基台","颈部直径3.75长度3","P5-3.75,3",null,"C0702021380100104943","C07020213801001049430000056",null,"申报企业自主确认为非招标产品、非中选产品或中选部件的附件（如覆盖螺丝、中央螺丝等）产品之一"]
["27663e13-d3c1-11e9-953f-fa163e0a8baf","0301674897e2478da633a28775a159d6","国械注进20153170109","牙科基台Abutment","爱美蒂口腔器械有限公司A.B. Dental Devices Ltd","明基医疗器械（上海）有限公司","9ee5f153-d3b8-11e9-953f-fa163e0a8baf","牙科基台","颈部直径4.5长度1","P5-P14,1",null,"C0702021380100104943","C07020213801001049430000057",null,"申报企业自主确认为非招标产品、非中选产品或中选部件的附件（如覆盖螺丝、中央螺丝等）产品之一"]
["2766475e-d3c1-11e9-953f-fa163e0a8baf","0301674897e2478da633a28775a159d6","国械注进20153170109","牙科基台Abutment","爱美蒂口腔器械有限公司A.B. Dental Devices Ltd","明基医疗器械（上海）有限公司","9ee5f153-d3b8-11e9-953f-fa163e0a8baf","牙科基台","颈部直径3长度3","P16-3,3",null,"C0702021380100104943","C07020213801001049430000034",null,"申报企业自主确认为非招标产品、非中选产品或中选部件的附件（如覆盖螺丝、中央螺丝等）产品之一"]
["27664da3-d3c1-11e9-953f-fa163e0a8baf","0301674897e2478da633a28775a159d6","国械注进20153170109","牙科基台Abutment","爱美蒂口腔器械有限公司A.B. Dental Devices Ltd","明基医疗器械（上海）有限公司","9ee5f153-d3b8-11e9-953f-fa163e0a8baf","牙科基台","颈部直径4.5长度2","P5-P14,2",null,"C0702021380100104943","C07020213801001049430000058",null,"申报企业自主确认为非招标产品、非中选产品或中选部件的附件（如覆盖螺丝、中央螺丝等）产品之一"]
["276657a8-d3c1-11e9-953f-fa163e0a8baf","0301674897e2478da633a28775a159d6","国械注进20153170109","牙科基台Abutment","爱美蒂口腔器械有限公司A.B. Dental Devices Ltd","明基医疗器械（上海）有限公司","9ee5f153-d3b8-11e9-953f-fa163e0a8baf","牙科基台","颈部直径3长度1","P5-3,1",null,"C0702021380100104943","C07020213801001049430000059",null,"申报企业自主确认为非招标产品、非中选产品或中选部件的附件（如覆盖螺丝、中央螺丝等）产品之一"]
["27665914-d3c1-11e9-953f-fa163e0a8baf","0301674897e2478da633a28775a159d6","国械注进20153170109","牙科基台Abutment","爱美蒂口腔器械有限公司A.B. Dental Devices Ltd","明基医疗器械（上海）有限公司","9ee5f153-d3b8-11e9-953f-fa163e0a8baf","牙科基台","颈部直径3.75长度5","P5-3.75,20-5",null,"C0702021380100104943","C07020213801001049430000060",null,"申报企业自主确认为非招标产品、非中选产品或中选部件的附件（如覆盖螺丝、中央螺丝等）产品之一"]
["27665a7f-d3c1-11e9-953f-fa163e0a8baf","0301674897e2478da633a28775a159d6","国械注进20153170109","牙科基台Abutment","爱美蒂口腔器械有限公司A.B. Dental Devices Ltd","明基医疗器械（上海）有限公司","9ee5f153-d3b8-11e9-953f-fa163e0a8baf","牙科基台","颈部直径3长度2","P5-3,2",null,"C0702021380100104943","C07020213801001049430000061",null,"申报企业自主确认为非招标产品、非中选产品或中选部件的附件（如覆盖螺丝、中央螺丝等）产品之一"]
["27660236-d3c1-11e9-953f-fa163e0a8baf","0301674897e2478da633a28775a159d6","国械注进20153170109","牙科基台Abutment","爱美蒂口腔器械有限公司A.B. Dental Devices Ltd","明基医疗器械（上海）有限公司","cbfd9041-0a13-11ea-99e3-fa163e0a8baf","牙科基台","颈部直径4.5长度3.5","P0-P14",null,"C0702031380100004943","C07020313801000049430000010",null,"申报企业自主确认为非招标产品、非中选产品或中选部件的附件（如覆盖螺丝、中央螺丝等）产品之一"]
["d25c8b54-d3bd-11e9-953f-fa163e0a8baf","ea7cbade-cfbf-11e9-953f-fa163e0a8baf","国械注进20153171319","人工牙种植体Dental Implant","爱美蒂口腔器械有限公司A.B. Dental Devices Ltd","明基医疗器械（上海）有限公司","cbe30161-d397-11e9-953f-fa163e0a8baf","人工牙种植体","颈部直径3.75长度10内部尺寸3.75mm螺纹间距1.2mm","I7-3.75,10","钛合金","C0702011370200104943","C07020113702001049430000001",null,"申报企业自主确认为非招标产品、非中选产品或中选部件的附件（如覆盖螺丝、中央螺丝等）产品之一"]
["d25c9706-d3bd-11e9-953f-fa163e0a8baf","ea7cbade-cfbf-11e9-953f-fa163e0a8baf","国械注进20153171319","人工牙种植体Dental Implant","爱美蒂口腔器械有限公司A.B. Dental Devices Ltd","明基医疗器械（上海）有限公司","cbe30161-d397-11e9-953f-fa163e0a8baf","人工牙种植体","颈部直径3.75长度16内部尺寸3.75mm螺纹间距1.2mm","I7-3.75,16","钛合金","C0702011370200104943","C07020113702001049430000002",null,"申报企业自主确认为非招标产品、非中选产品或中选部件的附件（如覆盖螺丝、中央螺丝等）产品之一"]
["d25c9d34-d3bd-11e9-953f-fa163e0a8baf","ea7cbade-cfbf-11e9-953f-fa163e0a8baf","国械注进20153171319","人工牙种植体Dental Implant","爱美蒂口腔器械有限公司A.B. Dental Devices Ltd","明基医疗器械（上海）有限公司","cbe30161-d397-11e9-953f-fa163e0a8baf","人工牙种植体","颈部直径4.2长度16内部尺寸3.75mm螺纹间距1.2mm","I7-4.2,16","钛合金","C0702011370200104943","C07020113702001049430000004",null,"申报企业自主确认为非招标产品、非中选产品或中选部件的附件（如覆盖螺丝、中央螺丝等）产品之一"]
["d25cac6c-d3bd-11e9-953f-fa163e0a8baf","ea7cbade-cfbf-11e9-953f-fa163e0a8baf","国械注进20153171319","人工牙种植体Dental Implant","爱美蒂口腔器械有限公司A.B. Dental Devices Ltd","明基医疗器械（上海）有限公司","cbe30161-d397-11e9-953f-fa163e0a8baf","人工牙种植体","颈部直径5长度13内部尺寸3.75mm螺纹间距1.2mm","I7-5,13","钛合金","C0702011370200104943","C07020113702001049430000010",null,"申报企业自主确认为非招标产品、非中选产品或中选部件的附件（如覆盖螺丝、中央螺丝等）产品之一"]
["d25cce13-d3bd-11e9-953f-fa163e0a8baf","ea7cbade-cfbf-11e9-953f-fa163e0a8baf","国械注进20153171319","人工牙种植体Dental Implant","爱美蒂口腔器械有限公司A.B. Dental Devices Ltd","明基医疗器械（上海）有限公司","cbe30161-d397-11e9-953f-fa163e0a8baf","人工牙种植体","颈部直径4.2长度13内部尺寸3.75mm螺纹间距1.2mm","I7-4.2,13","钛合金","C0702011370200104943","C07020113702001049430000020",null,"申报企业自主确认为非招标产品、非中选产品或中选部件的附件（如覆盖螺丝、中央螺丝等）产品之一"]
["d25cd311-d3bd-11e9-953f-fa163e0a8baf","ea7cbade-cfbf-11e9-953f-fa163e0a8baf","国械注进20153171319","人工牙种植体Dental Implant","爱美蒂口腔器械有限公司A.B. Dental Devices Ltd","明基医疗器械（上海）有限公司","cbe30161-d397-11e9-953f-fa163e0a8baf","人工牙种植体","颈部直径3.75长度8内部尺寸3.75mm螺纹间距1.2mm","I7-3.75,8","钛合金","C0702011370200104943","C07020113702001049430000022",null,"申报企业自主确认为非招标产品、非中选产品或中选部件的附件（如覆盖螺丝、中央螺丝等）产品之一"]
["d25ce133-d3bd-11e9-953f-fa163e0a8baf","ea7cbade-cfbf-11e9-953f-fa163e0a8baf","国械注进20153171319","人工牙种植体Dental Implant","爱美蒂口腔器械有限公司A.B. Dental Devices Ltd","明基医疗器械（上海）有限公司","cbe30161-d397-11e9-953f-fa163e0a8baf","人工牙种植体","颈部直径4.2长度8内部尺寸3.75mm螺纹间距1.2mm","I7-4.2,8","钛合金","C0702011370200104943","C07020113702001049430000026",null,"申报企业自主确认为非招标产品、非中选产品或中选部件的附件（如覆盖螺丝、中央螺丝等）产品之一"]
["d25cf8a5-d3bd-11e9-953f-fa163e0a8baf","ea7cbade-cfbf-11e9-953f-fa163e0a8baf","国械注进20153171319","人工牙种植体Dental Implant","爱美蒂口腔器械有限公司A.B. Dental Devices Ltd","明基医疗器械（上海）有限公司","cbe30161-d397-11e9-953f-fa163e0a8baf","人工牙种植体","颈部直径5长度11.5内部尺寸3.75mm螺纹间距1.2mm","I7-5,11.5","钛合金","C0702011370200104943","C07020113702001049430000030",null,"申报企业自主确认为非招标产品、非中选产品或中选部件的附件（如覆盖螺丝、中央螺丝等）产品之一"]
["d25cfb00-d3bd-11e9-953f-fa163e0a8baf","ea7cbade-cfbf-11e9-953f-fa163e0a8baf","国械注进20153171319","人工牙种植体Dental Implant","爱美蒂口腔器械有限公司A.B. Dental Devices Ltd","明基医疗器械（上海）有限公司","cbe30161-d397-11e9-953f-fa163e0a8baf","人工牙种植体","颈部直径4.2长度10内部尺寸3.75mm螺纹间距1.2mm","I7-4.2,10","钛合金","C0702011370200104943","C07020113702001049430000031",null,"申报企业自主确认为非招标产品、非中选产品或中选部件的附件（如覆盖螺丝、中央螺丝等）产品之一"]
["d25d01fb-d3bd-11e9-953f-fa163e0a8baf","ea7cbade-cfbf-11e9-953f-fa163e0a8baf","国械注进20153171319","人工牙种植体Dental Implant","爱美蒂口腔器械有限公司A.B. Dental Devices Ltd","明基医疗器械（上海）有限公司","cbe30161-d397-11e9-953f-fa163e0a8baf","人工牙种植体","颈部直径3.75长度11.5内部尺寸3.75mm螺纹间距1.2mm","I7-3.75,11.5","钛合金","C0702011370200104943","C07020113702001049430000034",null,"申报企业自主确认为非招标产品、非中选产品或中选部件的附件（如覆盖螺丝、中央螺丝等）产品之一"]
["d25d2c65-d3bd-11e9-953f-fa163e0a8baf","ea7cbade-cfbf-11e9-953f-fa163e0a8baf","国械注进20153171319","人工牙种植体Dental Implant","爱美蒂口腔器械有限公司A.B. Dental Devices Ltd","明基医疗器械（上海）有限公司","cbe30161-d397-11e9-953f-fa163e0a8baf","人工牙种植体","颈部直径5长度8内部尺寸3.75mm螺纹间距1.2mm","I7-5,8","钛合金","C0702011370200104943","C07020113702001049430000045",null,"申报企业自主确认为非招标产品、非中选产品或中选部件的附件（如覆盖螺丝、中央螺丝等）产品之一"]
["d25d4fc4-d3bd-11e9-953f-fa163e0a8baf","ea7cbade-cfbf-11e9-953f-fa163e0a8baf","国械注进20153171319","人工牙种植体Dental Implant","爱美蒂口腔器械有限公司A.B. Dental Devices Ltd","明基医疗器械（上海）有限公司","cbe30161-d397-11e9-953f-fa163e0a8baf","人工牙种植体","颈部直径4.2长度11.5内部尺寸3.75mm螺纹间距1.2mm","I7-4.2,11.5","钛合金","C0702011370200104943","C07020113702001049430000055",null,"申报企业自主确认为非招标产品、非中选产品或中选部件的附件（如覆盖螺丝、中央螺丝等）产品之一"]
["d26f518f-d3bd-11e9-953f-fa163e0a8baf","ea7cbade-cfbf-11e9-953f-fa163e0a8baf","国械注进20153171319","人工牙种植体Dental Implant","爱美蒂口腔器械有限公司A.B. Dental Devices Ltd","明基医疗器械（上海）有限公司","cbe30161-d397-11e9-953f-fa163e0a8baf","人工牙种植体","颈部直径3.75长度13内部尺寸3.75mm螺纹间距1.2mm","I7-3.75,13","钛合金","C0702011370200104943","C07020113702001049430000061",null,"申报企业自主确认为非招标产品、非中选产品或中选部件的附件（如覆盖螺丝、中央螺丝等）产品之一"]
["d26f5a55-d3bd-11e9-953f-fa163e0a8baf","ea7cbade-cfbf-11e9-953f-fa163e0a8baf","国械注进20153171319","人工牙种植体Dental Implant","爱美蒂口腔器械有限公司A.B. Dental Devices Ltd","明基医疗器械（上海）有限公司","cbe30161-d397-11e9-953f-fa163e0a8baf","人工牙种植体","颈部直径5长度10内部尺寸3.75mm螺纹间距1.2mm","I7-5,10","钛合金","C0702011370200104943","C07020113702001049430000064",null,"申报企业自主确认为非招标产品、非中选产品或中选部件的附件（如覆盖螺丝、中央螺丝等）产品之一"]
["34def47d-7279-11eb-8968-fa163e311f19","3484be74-71c0-11eb-8968-fa163e311f19","国械注准20153170861","种植体系统","郑州康德泰口腔医疗科技有限公司","郑州康德泰口腔医疗科技有限公司","16810533-71c9-11eb-8968-fa163e311f19","种植体系统-封闭螺丝","Ø3.1×H0.5","NC型","TC4钛合金","C0702041390200108399","C07020413902001083990000005",null,"申报企业自主确认为非招标产品、非中选产品或中选部件的附件（如覆盖螺丝、中央螺丝等）产品之一"]
["34df0eec-7279-11eb-8968-fa163e311f19","3484be74-71c0-11eb-8968-fa163e311f19","国械注准20153170861","种植体系统","郑州康德泰口腔医疗科技有限公司","郑州康德泰口腔医疗科技有限公司","16810533-71c9-11eb-8968-fa163e311f19","种植体系统-封闭螺丝","Ø2.8×H0","NC型","TC4钛合金","C0702041390200108399","C07020413902001083990000006",null,"申报企业自主确认为非招标产品、非中选产品或中选部件的附件（如覆盖螺丝、中央螺丝等）产品之一"]
["34df1185-7279-11eb-8968-fa163e311f19","3484be74-71c0-11eb-8968-fa163e311f19","国械注准20153170861","种植体系统","郑州康德泰口腔医疗科技有限公司","郑州康德泰口腔医疗科技有限公司","16810533-71c9-11eb-8968-fa163e311f19","种植体系统-封闭螺丝","Ø3.3×H0","RC型","TC4钛合金","C0702041390200108399","C07020413902001083990000007",null,"申报企业自主确认为非招标产品、非中选产品或中选部件的附件（如覆盖螺丝、中央螺丝等）产品之一"]
["34df1458-7279-11eb-8968-fa163e311f19","3484be74-71c0-11eb-8968-fa163e311f19","国械注准20153170861","种植体系统","郑州康德泰口腔医疗科技有限公司","郑州康德泰口腔医疗科技有限公司","16810533-71c9-11eb-8968-fa163e311f19","种植体系统-封闭螺丝","Ø3.6×H0.5","RC型","TC4钛合金","C0702041390200108399","C07020413902001083990000008",null,"申报企业自主确认为非招标产品、非中选产品或中选部件的附件（如覆盖螺丝、中央螺丝等）产品之一"]
["508f213d-906a-11ec-b3f8-90e2ba8d9d30","3484be74-71c0-11eb-8968-fa163e311f19","国械注准20153170861","种植体系统","郑州康德泰口腔医疗科技有限公司","郑州康德泰口腔医疗科技有限公司","16810533-71c9-11eb-8968-fa163e311f19","种植体系统-封闭螺丝","φ4.1","RSC型","TC4钛合金","C0702041390200108399","C07020413902001083990000009",null,"申报企业自主确认为非招标产品、非中选产品或中选部件的附件（如覆盖螺丝、中央螺丝等）产品之一"]
["508f23cd-906a-11ec-b3f8-90e2ba8d9d30","3484be74-71c0-11eb-8968-fa163e311f19","国械注准20153170861","种植体系统","郑州康德泰口腔医疗科技有限公司","郑州康德泰口腔医疗科技有限公司","16810533-71c9-11eb-8968-fa163e311f19","种植体系统-封闭螺丝","φ3.6","RSC型","TC4钛合金","C0702041390200108399","C07020413902001083990000010",null,"申报企业自主确认为非招标产品、非中选产品或中选部件的附件（如覆盖螺丝、中央螺丝等）产品之一"]
["508f25ac-906a-11ec-b3f8-90e2ba8d9d30","3484be74-71c0-11eb-8968-fa163e311f19","国械注准20153170861","种植体系统","郑州康德泰口腔医疗科技有限公司","郑州康德泰口腔医疗科技有限公司","16810533-71c9-11eb-8968-fa163e311f19","种植体系统-封闭螺丝","φ3.1","SSC型","TC4钛合金","C0702041390200108399","C07020413902001083990000011",null,"申报企业自主确认为非招标产品、非中选产品或中选部件的附件（如覆盖螺丝、中央螺丝等）产品之一"]
["508f2781-906a-11ec-b3f8-90e2ba8d9d30","3484be74-71c0-11eb-8968-fa163e311f19","国械注准20153170861","种植体系统","郑州康德泰口腔医疗科技有限公司","郑州康德泰口腔医疗科技有限公司","16810533-71c9-11eb-8968-fa163e311f19","种植体系统-封闭螺丝","φ4.6","RSC型","TC4钛合金","C0702041390200108399","C07020413902001083990000012",null,"申报企业自主确认为非招标产品、非中选产品或中选部件的附件（如覆盖螺丝、中央螺丝等）产品之一"]
["1e27878d-4cd3-11ec-921a-0050568f9c84","3484be74-71c0-11eb-8968-fa163e311f19","国械注准20153170861","种植体系统","郑州康德泰口腔医疗科技有限公司","郑州康德泰口腔医疗科技有限公司","4675473b-71ca-11eb-8968-fa163e311f19","种植体系统-基台","Gh1.0×20°","SFA型","TC4钛合金","C0702021380100108399","C07020213801001083990000028",null,"申报企业自主确认为非招标产品、非中选产品或中选部件的附件（如覆盖螺丝、中央螺丝等）产品之一"]
["1e30c37b-4cd3-11ec-921a-0050568f9c84","3484be74-71c0-11eb-8968-fa163e311f19","国械注准20153170861","种植体系统","郑州康德泰口腔医疗科技有限公司","郑州康德泰口腔医疗科技有限公司","4675473b-71ca-11eb-8968-fa163e311f19","种植体系统-基台","Gh3.0×20°","RFA型","TC4钛合金","C0702021380100108399","C07020213801001083990000029",null,"申报企业自主确认为非招标产品、非中选产品或中选部件的附件（如覆盖螺丝、中央螺丝等）产品之一"]
["1e320372-4cd3-11ec-921a-0050568f9c84","3484be74-71c0-11eb-8968-fa163e311f19","国械注准20153170861","种植体系统","郑州康德泰口腔医疗科技有限公司","郑州康德泰口腔医疗科技有限公司","4675473b-71ca-11eb-8968-fa163e311f19","种植体系统-基台","Gh5.0×20°","SFA型","TC4钛合金","C0702021380100108399","C07020213801001083990000030",null,"申报企业自主确认为非招标产品、非中选产品或中选部件的附件（如覆盖螺丝、中央螺丝等）产品之一"]
["1e36a563-4cd3-11ec-921a-0050568f9c84","3484be74-71c0-11eb-8968-fa163e311f19","国械注准20153170861","种植体系统","郑州康德泰口腔医疗科技有限公司","郑州康德泰口腔医疗科技有限公司","4675473b-71ca-11eb-8968-fa163e311f19","种植体系统-基台","Gh3.0×45°","SFA型","TC4钛合金","C0702021380100108399","C07020213801001083990000031",null,"申报企业自主确认为非招标产品、非中选产品或中选部件的附件（如覆盖螺丝、中央螺丝等）产品之一"]
["1e38b7e2-4cd3-11ec-921a-0050568f9c84","3484be74-71c0-11eb-8968-fa163e311f19","国械注准20153170861","种植体系统","郑州康德泰口腔医疗科技有限公司","郑州康德泰口腔医疗科技有限公司","4675473b-71ca-11eb-8968-fa163e311f19","种植体系统-基台","Gh1.0×45°","SFA型","TC4钛合金","C0702021380100108399","C07020213801001083990000032",null,"申报企业自主确认为非招标产品、非中选产品或中选部件的附件（如覆盖螺丝、中央螺丝等）产品之一"]
["1e3bcfae-4cd3-11ec-921a-0050568f9c84","3484be74-71c0-11eb-8968-fa163e311f19","国械注准20153170861","种植体系统","郑州康德泰口腔医疗科技有限公司","郑州康德泰口腔医疗科技有限公司","4675473b-71ca-11eb-8968-fa163e311f19","种植体系统-基台","Gh4.0×45°","RFA型","TC4钛合金","C0702021380100108399","C07020213801001083990000033",null,"申报企业自主确认为非招标产品、非中选产品或中选部件的附件（如覆盖螺丝、中央螺丝等）产品之一"]
["1e3dc886-4cd3-11ec-921a-0050568f9c84","3484be74-71c0-11eb-8968-fa163e311f19","国械注准20153170861","种植体系统","郑州康德泰口腔医疗科技有限公司","郑州康德泰口腔医疗科技有限公司","4675473b-71ca-11eb-8968-fa163e311f19","种植体系统-基台","Gh5.0×45°","RFA型","TC4钛合金","C0702021380100108399","C07020213801001083990000034",null,"申报企业自主确认为非招标产品、非中选产品或中选部件的附件（如覆盖螺丝、中央螺丝等）产品之一"]
["1e42fe18-4cd3-11ec-921a-0050568f9c84","3484be74-71c0-11eb-8968-fa163e311f19","国械注准20153170861","种植体系统","郑州康德泰口腔医疗科技有限公司","郑州康德泰口腔医疗科技有限公司","4675473b-71ca-11eb-8968-fa163e311f19","种植体系统-基台","Gh3.0×20°","SFA型","TC4钛合金","C0702021380100108399","C07020213801001083990000035",null,"申报企业自主确认为非招标产品、非中选产品或中选部件的附件（如覆盖螺丝、中央螺丝等）产品之一"]
["1e4470f0-4cd3-11ec-921a-0050568f9c84","3484be74-71c0-11eb-8968-fa163e311f19","国械注准20153170861","种植体系统","郑州康德泰口腔医疗科技有限公司","郑州康德泰口腔医疗科技有限公司","4675473b-71ca-11eb-8968-fa163e311f19","种植体系统-基台","Gh4.0×20°","SFA型","TC4钛合金","C0702021380100108399","C07020213801001083990000036",null,"申报企业自主确认为非招标产品、非中选产品或中选部件的附件（如覆盖螺丝、中央螺丝等）产品之一"]
["1e464389-4cd3-11ec-921a-0050568f9c84","3484be74-71c0-11eb-8968-fa163e311f19","国械注准20153170861","种植体系统","郑州康德泰口腔医疗科技有限公司","郑州康德泰口腔医疗科技有限公司","4675473b-71ca-11eb-8968-fa163e311f19","种植体系统-基台","Gh1.0×20°","RFA型","TC4钛合金","C0702021380100108399","C07020213801001083990000037",null,"申报企业自主确认为非招标产品、非中选产品或中选部件的附件（如覆盖螺丝、中央螺丝等）产品之一"]
["1e487086-4cd3-11ec-921a-0050568f9c84","3484be74-71c0-11eb-8968-fa163e311f19","国械注准20153170861","种植体系统","郑州康德泰口腔医疗科技有限公司","郑州康德泰口腔医疗科技有限公司","4675473b-71ca-11eb-8968-fa163e311f19","种植体系统-基台","Gh5.0×20°","RFA型","TC4钛合金","C0702021380100108399","C07020213801001083990000038",null,"申报企业自主确认为非招标产品、非中选产品或中选部件的附件（如覆盖螺丝、中央螺丝等）产品之一"]
["1e4a76cb-4cd3-11ec-921a-0050568f9c84","3484be74-71c0-11eb-8968-fa163e311f19","国械注准20153170861","种植体系统","郑州康德泰口腔医疗科技有限公司","郑州康德泰口腔医疗科技有限公司","4675473b-71ca-11eb-8968-fa163e311f19","种植体系统-基台","Gh2.0×20°","SFA型","TC4钛合金","C0702021380100108399","C07020213801001083990000039",null,"申报企业自主确认为非招标产品、非中选产品或中选部件的附件（如覆盖螺丝、中央螺丝等）产品之一"]
["1e4d8b27-4cd3-11ec-921a-0050568f9c84","3484be74-71c0-11eb-8968-fa163e311f19","国械注准20153170861","种植体系统","郑州康德泰口腔医疗科技有限公司","郑州康德泰口腔医疗科技有限公司","4675473b-71ca-11eb-8968-fa163e311f19","种植体系统-基台","Gh2.0×20°","RFA型","TC4钛合金","C0702021380100108399","C07020213801001083990000040",null,"申报企业自主确认为非招标产品、非中选产品或中选部件的附件（如覆盖螺丝、中央螺丝等）产品之一"]
["1e4e7523-4cd3-11ec-921a-0050568f9c84","3484be74-71c0-11eb-8968-fa163e311f19","国械注准20153170861","种植体系统","郑州康德泰口腔医疗科技有限公司","郑州康德泰口腔医疗科技有限公司","4675473b-71ca-11eb-8968-fa163e311f19","种植体系统-基台","Gh2.0×45°","SFA型","TC4钛合金","C0702021380100108399","C07020213801001083990000041",null,"申报企业自主确认为非招标产品、非中选产品或中选部件的附件（如覆盖螺丝、中央螺丝等）产品之一"]
["1e4fd093-4cd3-11ec-921a-0050568f9c84","3484be74-71c0-11eb-8968-fa163e311f19","国械注准20153170861","种植体系统","郑州康德泰口腔医疗科技有限公司","郑州康德泰口腔医疗科技有限公司","4675473b-71ca-11eb-8968-fa163e311f19","种植体系统-基台","Gh2.0×45°","RFA型","TC4钛合金","C0702021380100108399","C07020213801001083990000042",null,"申报企业自主确认为非招标产品、非中选产品或中选部件的附件（如覆盖螺丝、中央螺丝等）产品之一"]
["1e515673-4cd3-11ec-921a-0050568f9c84","3484be74-71c0-11eb-8968-fa163e311f19","国械注准20153170861","种植体系统","郑州康德泰口腔医疗科技有限公司","郑州康德泰口腔医疗科技有限公司","4675473b-71ca-11eb-8968-fa163e311f19","种植体系统-基台","Gh5.0×45°","SFA型","TC4钛合金","C0702021380100108399","C07020213801001083990000043",null,"申报企业自主确认为非招标产品、非中选产品或中选部件的附件（如覆盖螺丝、中央螺丝等）产品之一"]
["1e544c1d-4cd3-11ec-921a-0050568f9c84","3484be74-71c0-11eb-8968-fa163e311f19","国械注准20153170861","种植体系统","郑州康德泰口腔医疗科技有限公司","郑州康德泰口腔医疗科技有限公司","4675473b-71ca-11eb-8968-fa163e311f19","种植体系统-基台","Gh3.0×45°","RFA型","TC4钛合金","C0702021380100108399","C07020213801001083990000044",null,"申报企业自主确认为非招标产品、非中选产品或中选部件的附件（如覆盖螺丝、中央螺丝等）产品之一"]
["1e59e536-4cd3-11ec-921a-0050568f9c84","3484be74-71c0-11eb-8968-fa163e311f19","国械注准20153170861","种植体系统","郑州康德泰口腔医疗科技有限公司","郑州康德泰口腔医疗科技有限公司","4675473b-71ca-11eb-8968-fa163e311f19","种植体系统-基台","Gh4.0×20°","RFA型","TC4钛合金","C0702021380100108399","C07020213801001083990000045",null,"申报企业自主确认为非招标产品、非中选产品或中选部件的附件（如覆盖螺丝、中央螺丝等）产品之一"]
["1e59e9b7-4cd3-11ec-921a-0050568f9c84","3484be74-71c0-11eb-8968-fa163e311f19","国械注准20153170861","种植体系统","郑州康德泰口腔医疗科技有限公司","郑州康德泰口腔医疗科技有限公司","4675473b-71ca-11eb-8968-fa163e311f19","种植体系统-基台","Gh4.0×45°","SFA型","TC4钛合金","C0702021380100108399","C07020213801001083990000046",null,"申报企业自主确认为非招标产品、非中选产品或中选部件的附件（如覆盖螺丝、中央螺丝等）产品之一"]
["1e59ec3f-4cd3-11ec-921a-0050568f9c84","3484be74-71c0-11eb-8968-fa163e311f19","国械注准20153170861","种植体系统","郑州康德泰口腔医疗科技有限公司","郑州康德泰口腔医疗科技有限公司","4675473b-71ca-11eb-8968-fa163e311f19","种植体系统-基台","Gh1.0×45°","RFA型","TC4钛合金","C0702021380100108399","C07020213801001083990000047",null,"申报企业自主确认为非招标产品、非中选产品或中选部件的附件（如覆盖螺丝、中央螺丝等）产品之一"]
["d226ff35-727d-11eb-8968-fa163e311f19","3484be74-71c0-11eb-8968-fa163e311f19","国械注准20153170861","种植体系统","郑州康德泰口腔医疗科技有限公司","郑州康德泰口腔医疗科技有限公司","55e73485-71c6-11eb-8968-fa163e311f19","种植体系统-牙种植体","3.5*24","B型","TA4纯钛","C0702011370100108399","C07020113701001083990000061",null,"申报企业自主确认为非招标产品、非中选产品或中选部件的附件（如覆盖螺丝、中央螺丝等）产品之一"]
["db286060-727d-11eb-8968-fa163e311f19","3484be74-71c0-11eb-8968-fa163e311f19","国械注准20153170861","种植体系统","郑州康德泰口腔医疗科技有限公司","郑州康德泰口腔医疗科技有限公司","55e73485-71c6-11eb-8968-fa163e311f19","种植体系统-牙种植体","3.5*22","B型","TA4纯钛","C0702011370100108399","C07020113701001083990000063",null,"申报企业自主确认为非招标产品、非中选产品或中选部件的附件（如覆盖螺丝、中央螺丝等）产品之一"]
["1e62e97a-c145-11ec-a4e1-90e2ba8d9d30","3484be74-71c0-11eb-8968-fa163e311f19","国械注准20153170861","种植体系统","郑州康德泰口腔医疗科技有限公司","郑州康德泰口腔医疗科技有限公司","b4ce3889-c144-11ec-a4e1-90e2ba8d9d30","种植体系统-中央螺丝","L4","M1.4",null,"C0702041390200508399","C07020413902005083990000001",null,"申报企业自主确认为非招标产品、非中选产品或中选部件的附件（如覆盖螺丝、中央螺丝等）产品之一"]
["277eee4c-c145-11ec-a4e1-90e2ba8d9d30","3484be74-71c0-11eb-8968-fa163e311f19","国械注准20153170861","种植体系统","郑州康德泰口腔医疗科技有限公司","郑州康德泰口腔医疗科技有限公司","b4ce3889-c144-11ec-a4e1-90e2ba8d9d30","种植体系统-中央螺丝","L6","M1.4",null,"C0702041390200508399","C07020413902005083990000002",null,"申报企业自主确认为非招标产品、非中选产品或中选部件的附件（如覆盖螺丝、中央螺丝等）产品之一"]
["304bfe3e-c145-11ec-a4e1-90e2ba8d9d30","3484be74-71c0-11eb-8968-fa163e311f19","国械注准20153170861","种植体系统","郑州康德泰口腔医疗科技有限公司","郑州康德泰口腔医疗科技有限公司","b4ce3889-c144-11ec-a4e1-90e2ba8d9d30","种植体系统-中央螺丝","L8","M1.6",null,"C0702041390200508399","C07020413902005083990000003",null,"申报企业自主确认为非招标产品、非中选产品或中选部件的附件（如覆盖螺丝、中央螺丝等）产品之一"]
["3a83804b-c145-11ec-a4e1-90e2ba8d9d30","3484be74-71c0-11eb-8968-fa163e311f19","国械注准20153170861","种植体系统","郑州康德泰口腔医疗科技有限公司","郑州康德泰口腔医疗科技有限公司","b4ce3889-c144-11ec-a4e1-90e2ba8d9d30","种植体系统-中央螺丝","L10","M1.6",null,"C0702041390200508399","C07020413902005083990000004",null,"申报企业自主确认为非招标产品、非中选产品或中选部件的附件（如覆盖螺丝、中央螺丝等）产品之一"]
["49de4a4f-c145-11ec-a4e1-90e2ba8d9d30","3484be74-71c0-11eb-8968-fa163e311f19","国械注准20153170861","种植体系统","郑州康德泰口腔医疗科技有限公司","郑州康德泰口腔医疗科技有限公司","b4ce3889-c144-11ec-a4e1-90e2ba8d9d30","种植体系统-中央螺丝","L8","M1.8",null,"C0702041390200508399","C07020413902005083990000005",null,"申报企业自主确认为非招标产品、非中选产品或中选部件的附件（如覆盖螺丝、中央螺丝等）产品之一"]
["531e6053-c145-11ec-a4e1-90e2ba8d9d30","3484be74-71c0-11eb-8968-fa163e311f19","国械注准20153170861","种植体系统","郑州康德泰口腔医疗科技有限公司","郑州康德泰口腔医疗科技有限公司","b4ce3889-c144-11ec-a4e1-90e2ba8d9d30","种植体系统-中央螺丝","L10","M1.8",null,"C0702041390200508399","C07020413902005083990000006",null,"申报企业自主确认为非招标产品、非中选产品或中选部件的附件（如覆盖螺丝、中央螺丝等）产品之一"]
["5a7f56f7-c145-11ec-a4e1-90e2ba8d9d30","3484be74-71c0-11eb-8968-fa163e311f19","国械注准20153170861","种植体系统","郑州康德泰口腔医疗科技有限公司","郑州康德泰口腔医疗科技有限公司","b4ce3889-c144-11ec-a4e1-90e2ba8d9d30","种植体系统-中央螺丝","L8","M2.0",null,"C0702041390200508399","C07020413902005083990000007",null,"申报企业自主确认为非招标产品、非中选产品或中选部件的附件（如覆盖螺丝、中央螺丝等）产品之一"]
["607a7272-c145-11ec-a4e1-90e2ba8d9d30","3484be74-71c0-11eb-8968-fa163e311f19","国械注准20153170861","种植体系统","郑州康德泰口腔医疗科技有限公司","郑州康德泰口腔医疗科技有限公司","b4ce3889-c144-11ec-a4e1-90e2ba8d9d30","种植体系统-中央螺丝","L10","M2.0",null,"C0702041390200508399","C07020413902005083990000008",null,"申报企业自主确认为非招标产品、非中选产品或中选部件的附件（如覆盖螺丝、中央螺丝等）产品之一"]
["70ca50f3-c145-11ec-a4e1-90e2ba8d9d30","3484be74-71c0-11eb-8968-fa163e311f19","国械注准20153170861","种植体系统","郑州康德泰口腔医疗科技有限公司","郑州康德泰口腔医疗科技有限公司","b4ce3889-c144-11ec-a4e1-90e2ba8d9d30","种植体系统-中央螺丝","L7.8","M1.6",null,"C0702041390200508399","C07020413902005083990000009",null,"申报企业自主确认为非招标产品、非中选产品或中选部件的附件（如覆盖螺丝、中央螺丝等）产品之一"]
["77667d56-c145-11ec-a4e1-90e2ba8d9d30","3484be74-71c0-11eb-8968-fa163e311f19","国械注准20153170861","种植体系统","郑州康德泰口腔医疗科技有限公司","郑州康德泰口腔医疗科技有限公司","b4ce3889-c144-11ec-a4e1-90e2ba8d9d30","种植体系统-中央螺丝","L7.8","M1.8",null,"C0702041390200508399","C07020413902005083990000010",null,"申报企业自主确认为非招标产品、非中选产品或中选部件的附件（如覆盖螺丝、中央螺丝等）产品之一"]
["7d11f9e7-c145-11ec-a4e1-90e2ba8d9d30","3484be74-71c0-11eb-8968-fa163e311f19","国械注准20153170861","种植体系统","郑州康德泰口腔医疗科技有限公司","郑州康德泰口腔医疗科技有限公司","b4ce3889-c144-11ec-a4e1-90e2ba8d9d30","种植体系统-中央螺丝","L7.8","M2.0",null,"C0702041390200508399","C07020413902005083990000011",null,"申报企业自主确认为非招标产品、非中选产品或中选部件的附件（如覆盖螺丝、中央螺丝等）产品之一"]
["e0519775-4e8a-11ec-921a-0050568f9c84","4dec55dd-4b6b-11ec-921a-0050568f9c84","豫郑械备20200195号","替代体","郑州康德泰口腔医疗科技有限公司","郑州康德泰口腔医疗科技有限公司","ff7ecbec-4e88-11ec-921a-0050568f9c84","替代体","17°","复合基台用","金属","C0702041390200308399","C07020413902003083990000030",null,"申报企业自主确认为非招标产品、非中选产品或中选部件的附件（如覆盖螺丝、中央螺丝等）产品之一"]
["e066067f-4e8a-11ec-921a-0050568f9c84","4dec55dd-4b6b-11ec-921a-0050568f9c84","豫郑械备20200195号","替代体","郑州康德泰口腔医疗科技有限公司","郑州康德泰口腔医疗科技有限公司","ff7ecbec-4e88-11ec-921a-0050568f9c84","替代体","NC φ5.0xAH4.0","粘接基台用","金属","C0702041390200308399","C07020413902003083990000037",null,"申报企业自主确认为非招标产品、非中选产品或中选部件的附件（如覆盖螺丝、中央螺丝等）产品之一"]
["e0925e5c-4e8a-11ec-921a-0050568f9c84","4dec55dd-4b6b-11ec-921a-0050568f9c84","豫郑械备20200195号","替代体","郑州康德泰口腔医疗科技有限公司","郑州康德泰口腔医疗科技有限公司","ff7ecbec-4e88-11ec-921a-0050568f9c84","替代体","直型 0°","复合基台用","金属","C0702041390200308399","C07020413902003083990000061",null,"申报企业自主确认为非招标产品、非中选产品或中选部件的附件（如覆盖螺丝、中央螺丝等）产品之一"]
["e0f19c7e-4e8a-11ec-921a-0050568f9c84","4dec55dd-4b6b-11ec-921a-0050568f9c84","豫郑械备20200195号","替代体","郑州康德泰口腔医疗科技有限公司","郑州康德泰口腔医疗科技有限公司","ff7ecbec-4e88-11ec-921a-0050568f9c84","替代体","RCφ5.0xAH5.5","粘接基台用","金属","C0702041390200308399","C07020413902003083990000093",null,"申报企业自主确认为非招标产品、非中选产品或中选部件的附件（如覆盖螺丝、中央螺丝等）产品之一"]
["e0f19e35-4e8a-11ec-921a-0050568f9c84","4dec55dd-4b6b-11ec-921a-0050568f9c84","豫郑械备20200195号","替代体","郑州康德泰口腔医疗科技有限公司","郑州康德泰口腔医疗科技有限公司","ff7ecbec-4e88-11ec-921a-0050568f9c84","替代体","NC φ4.5","多功能基台用","金属","C0702041390200308399","C07020413902003083990000094",null,"申报企业自主确认为非招标产品、非中选产品或中选部件的附件（如覆盖螺丝、中央螺丝等）产品之一"]
["e0f19fe5-4e8a-11ec-921a-0050568f9c84","4dec55dd-4b6b-11ec-921a-0050568f9c84","豫郑械备20200195号","替代体","郑州康德泰口腔医疗科技有限公司","郑州康德泰口腔医疗科技有限公司","ff7ecbec-4e88-11ec-921a-0050568f9c84","替代体","NC φ5.0xAH5.5","粘接基台用","金属","C0702041390200308399","C07020413902003083990000095",null,"申报企业自主确认为非招标产品、非中选产品或中选部件的附件（如覆盖螺丝、中央螺丝等）产品之一"]
["e10d7ebc-4e8a-11ec-921a-0050568f9c84","4dec55dd-4b6b-11ec-921a-0050568f9c84","豫郑械备20200195号","替代体","郑州康德泰口腔医疗科技有限公司","郑州康德泰口腔医疗科技有限公司","ff7ecbec-4e88-11ec-921a-0050568f9c84","替代体","/","按扣基台用","金属","C0702041390200308399","C07020413902003083990000108",null,"申报企业自主确认为非招标产品、非中选产品或中选部件的附件（如覆盖螺丝、中央螺丝等）产品之一"]
["e132700e-4e8a-11ec-921a-0050568f9c84","4dec55dd-4b6b-11ec-921a-0050568f9c84","豫郑械备20200195号","替代体","郑州康德泰口腔医疗科技有限公司","郑州康德泰口腔医疗科技有限公司","ff7ecbec-4e88-11ec-921a-0050568f9c84","替代体","RC φ6.5","多功能基台用","金属","C0702041390200308399","C07020413902003083990000126",null,"申报企业自主确认为非招标产品、非中选产品或中选部件的附件（如覆盖螺丝、中央螺丝等）产品之一"]
["e1327365-4e8a-11ec-921a-0050568f9c84","4dec55dd-4b6b-11ec-921a-0050568f9c84","豫郑械备20200195号","替代体","郑州康德泰口腔医疗科技有限公司","郑州康德泰口腔医疗科技有限公司","ff7ecbec-4e88-11ec-921a-0050568f9c84","替代体","RCφ6.5xAH4.0","粘接基台用","金属","C0702041390200308399","C07020413902003083990000128",null,"申报企业自主确认为非招标产品、非中选产品或中选部件的附件（如覆盖螺丝、中央螺丝等）产品之一"]
["e132763b-4e8a-11ec-921a-0050568f9c84","4dec55dd-4b6b-11ec-921a-0050568f9c84","豫郑械备20200195号","替代体","郑州康德泰口腔医疗科技有限公司","郑州康德泰口腔医疗科技有限公司","ff7ecbec-4e88-11ec-921a-0050568f9c84","替代体","RCφ6.5xAH5.5","粘接基台用","金属","C0702041390200308399","C07020413902003083990000129",null,"申报企业自主确认为非招标产品、非中选产品或中选部件的附件（如覆盖螺丝、中央螺丝等）产品之一"]
["e1327cdc-4e8a-11ec-921a-0050568f9c84","4dec55dd-4b6b-11ec-921a-0050568f9c84","豫郑械备20200195号","替代体","郑州康德泰口腔医疗科技有限公司","郑州康德泰口腔医疗科技有限公司","ff7ecbec-4e88-11ec-921a-0050568f9c84","替代体","NC φ3.5xAH5.5","粘接基台用","金属","C0702041390200308399","C07020413902003083990000132",null,"申报企业自主确认为非招标产品、非中选产品或中选部件的附件（如覆盖螺丝、中央螺丝等）产品之一"]
["e1327e97-4e8a-11ec-921a-0050568f9c84","4dec55dd-4b6b-11ec-921a-0050568f9c84","豫郑械备20200195号","替代体","郑州康德泰口腔医疗科技有限公司","郑州康德泰口腔医疗科技有限公司","ff7ecbec-4e88-11ec-921a-0050568f9c84","替代体","RC φ5.0xAH4.0","粘接基台用","金属","C0702041390200308399","C07020413902003083990000133",null,"申报企业自主确认为非招标产品、非中选产品或中选部件的附件（如覆盖螺丝、中央螺丝等）产品之一"]
["e13283bb-4e8a-11ec-921a-0050568f9c84","4dec55dd-4b6b-11ec-921a-0050568f9c84","豫郑械备20200195号","替代体","郑州康德泰口腔医疗科技有限公司","郑州康德泰口腔医疗科技有限公司","ff7ecbec-4e88-11ec-921a-0050568f9c84","替代体","30°","复合基台用","金属","C0702041390200308399","C07020413902003083990000136",null,"申报企业自主确认为非招标产品、非中选产品或中选部件的附件（如覆盖螺丝、中央螺丝等）产品之一"]
["e13fd4ec-4e8a-11ec-921a-0050568f9c84","4dec55dd-4b6b-11ec-921a-0050568f9c84","豫郑械备20200195号","替代体","郑州康德泰口腔医疗科技有限公司","郑州康德泰口腔医疗科技有限公司","ff7ecbec-4e88-11ec-921a-0050568f9c84","替代体","RC φ4.5","多功能基台用","金属","C0702041390200308399","C07020413902003083990000147",null,"申报企业自主确认为非招标产品、非中选产品或中选部件的附件（如覆盖螺丝、中央螺丝等）产品之一"]
["e1473059-4e8a-11ec-921a-0050568f9c84","4dec55dd-4b6b-11ec-921a-0050568f9c84","豫郑械备20200195号","替代体","郑州康德泰口腔医疗科技有限公司","郑州康德泰口腔医疗科技有限公司","ff7ecbec-4e88-11ec-921a-0050568f9c84","替代体","NC φ3.5xAH4.0","粘接基台用","金属","C0702041390200308399","C07020413902003083990000161",null,"申报企业自主确认为非招标产品、非中选产品或中选部件的附件（如覆盖螺丝、中央螺丝等）产品之一"]
["e147359a-4e8a-11ec-921a-0050568f9c84","4dec55dd-4b6b-11ec-921a-0050568f9c84","豫郑械备20200195号","替代体","郑州康德泰口腔医疗科技有限公司","郑州康德泰口腔医疗科技有限公司","ff7ecbec-4e88-11ec-921a-0050568f9c84","替代体","NC φ3.5","多功能基台用","金属","C0702041390200308399","C07020413902003083990000165",null,"申报企业自主确认为非招标产品、非中选产品或中选部件的附件（如覆盖螺丝、中央螺丝等）产品之一"]
["a346999a-03d7-11ed-9447-b4055d63f15c","ceeb6573-00eb-11ed-9447-b4055d63f15c","国械注准20223170738","牙科种植体基台及附件","瑞奇医疗科技（嘉兴）有限公司","瑞奇医疗科技（嘉兴）有限公司","16b6f0d8-0385-11ed-9447-b4055d63f15c","牙科种植体基台及附件-颌面螺丝","1颗/盒","220.2100.52","合金","C0702041390200505474","C07020413902005054740000001","06970070071245","申报企业自主确认为非招标产品、非中选产品或中选部件的附件（如覆盖螺丝、中央螺丝等）产品之一"]
["a34704e9-03d7-11ed-9447-b4055d63f15c","ceeb6573-00eb-11ed-9447-b4055d63f15c","国械注准20223170738","牙科种植体基台及附件","瑞奇医疗科技（嘉兴）有限公司","瑞奇医疗科技（嘉兴）有限公司","16b6f0d8-0385-11ed-9447-b4055d63f15c","牙科种植体基台及附件-颌面螺丝","1颗/盒","221.3200.40","合金","C0702041390200505474","C07020413902005054740000002","06970070071252","申报企业自主确认为非招标产品、非中选产品或中选部件的附件（如覆盖螺丝、中央螺丝等）产品之一"]
["6e50898b-2347-11ed-9447-b4055d63f15c","ceeb6573-00eb-11ed-9447-b4055d63f15c","国械注准20223170738","牙科种植体基台及附件","瑞奇医疗科技（嘉兴）有限公司","瑞奇医疗科技（嘉兴）有限公司","4e430c10-22a9-11ed-9447-b4055d63f15c","牙科种植体基台及附件-中央螺钉","1颗/盒","210.2100.65",null,"C0702041390200505474","C07020413902005054740000003","6970070071238","申报企业自主确认为非招标产品、非中选产品或中选部件的附件（如覆盖螺丝、中央螺丝等）产品之一"]
["ab12a0c8-03d8-11ed-9447-b4055d63f15c","ceeb6573-00eb-11ed-9447-b4055d63f15c","国械注准20223170738","牙科种植体基台及附件","瑞奇医疗科技（嘉兴）有限公司","瑞奇医疗科技（嘉兴）有限公司","b55f0ce9-0382-11ed-9447-b4055d63f15c","牙科种植体基台及附件-覆盖帽","1颗/盒","170.0002.00","合金","C0702041390200105474","C07020413902001054740000001","06970070070606","申报企业自主确认为非招标产品、非中选产品或中选部件的附件（如覆盖螺丝、中央螺丝等）产品之一"]
["ab1468ee-03d8-11ed-9447-b4055d63f15c","ceeb6573-00eb-11ed-9447-b4055d63f15c","国械注准20223170738","牙科种植体基台及附件","瑞奇医疗科技（嘉兴）有限公司","瑞奇医疗科技（嘉兴）有限公司","b55f0ce9-0382-11ed-9447-b4055d63f15c","牙科种植体基台及附件-覆盖帽","1颗/盒","170.0001.00","合金","C0702041390200105474","C07020413902001054740000002","06970070070538","申报企业自主确认为非招标产品、非中选产品或中选部件的附件（如覆盖螺丝、中央螺丝等）产品之一"]
["4c352e4f-177d-11ed-9447-b4055d63f15c","bc541c10-1231-11ed-9447-b4055d63f15c","浙嘉械备20180013号","替代体","瑞奇医疗科技（嘉兴）有限公司","瑞奇医疗科技（嘉兴）有限公司","6c33e3e2-12d3-11ed-9447-b4055d63f15c","替代体","100.3300.12","100.3300.12",null,"C0702041390200305474","C07020413902003054740000003","6970070071672","申报企业自主确认为非招标产品、非中选产品或中选部件的附件（如覆盖螺丝、中央螺丝等）产品之一"]
["3c174bff-177d-11ed-9447-b4055d63f15c","1612520f-1230-11ed-9447-b4055d63f15c","浙嘉械备20180001号","转移帽","瑞奇医疗科技（嘉兴）有限公司","瑞奇医疗科技（嘉兴）有限公司","a2158cbd-12cf-11ed-9447-b4055d63f15c","转移帽","111.4500.18","111.4500.18",null,"C0702041390200205474","C07020413902002054740000003","6970070071719","申报企业自主确认为非招标产品、非中选产品或中选部件的附件（如覆盖螺丝、中央螺丝等）产品之一"]
["3c175927-177d-11ed-9447-b4055d63f15c","1612520f-1230-11ed-9447-b4055d63f15c","浙嘉械备20180001号","转移帽","瑞奇医疗科技（嘉兴）有限公司","瑞奇医疗科技（嘉兴）有限公司","a2158cbd-12cf-11ed-9447-b4055d63f15c","转移帽","112.4500.16","112.4500.16",null,"C0702041390200205474","C07020413902002054740000004","6970070071764","申报企业自主确认为非招标产品、非中选产品或中选部件的附件（如覆盖螺丝、中央螺丝等）产品之一"]
["3c179560-177d-11ed-9447-b4055d63f15c","1612520f-1230-11ed-9447-b4055d63f15c","浙嘉械备20180001号","转移帽","瑞奇医疗科技（嘉兴）有限公司","瑞奇医疗科技（嘉兴）有限公司","a2158cbd-12cf-11ed-9447-b4055d63f15c","转移帽","110.4500.16","110.4500.16",null,"C0702041390200205474","C07020413902002054740000009","6970070071702","申报企业自主确认为非招标产品、非中选产品或中选部件的附件（如覆盖螺丝、中央螺丝等）产品之一"]
["c2f3cafb-0d32-11eb-bf70-fa163e0a8baf","3b060874-0cfe-11eb-bf70-fa163e0a8baf","国械注准20153171554","种植牙系统","江苏创英医疗器械有限公司","江苏创英医疗器械有限公司","0f591d7b-0d28-11eb-bf70-fa163e0a8baf","种植牙系统-冠螺丝","L=14","L=14","钛合金","C0702041390200504673","C07020413902005046730000014","(01)06923558211329","申报企业自主确认为非招标产品、非中选产品或中选部件的附件（如覆盖螺丝、中央螺丝等）产品之一"]
["c2fa3763-0d32-11eb-bf70-fa163e0a8baf","3b060874-0cfe-11eb-bf70-fa163e0a8baf","国械注准20153171554","种植牙系统","江苏创英医疗器械有限公司","江苏创英医疗器械有限公司","0f591d7b-0d28-11eb-bf70-fa163e0a8baf","种植牙系统-冠螺丝","L=6","L=6","钛合金","C0702041390200504673","C07020413902005046730000015","(01)06923558211282","申报企业自主确认为非招标产品、非中选产品或中选部件的附件（如覆盖螺丝、中央螺丝等）产品之一"]
["c2fad50b-0d32-11eb-bf70-fa163e0a8baf","3b060874-0cfe-11eb-bf70-fa163e0a8baf","国械注准20153171554","种植牙系统","江苏创英医疗器械有限公司","江苏创英医疗器械有限公司","0f591d7b-0d28-11eb-bf70-fa163e0a8baf","种植牙系统-冠螺丝","L=4","L=4","钛合金","C0702041390200504673","C07020413902005046730000016","(01)06923558211275","申报企业自主确认为非招标产品、非中选产品或中选部件的附件（如覆盖螺丝、中央螺丝等）产品之一"]
["c2fad703-0d32-11eb-bf70-fa163e0a8baf","3b060874-0cfe-11eb-bf70-fa163e0a8baf","国械注准20153171554","种植牙系统","江苏创英医疗器械有限公司","江苏创英医疗器械有限公司","0f591d7b-0d28-11eb-bf70-fa163e0a8baf","种植牙系统-冠螺丝","L=10","L=10","钛合金","C0702041390200504673","C07020413902005046730000017","(01)06923558211305","申报企业自主确认为非招标产品、非中选产品或中选部件的附件（如覆盖螺丝、中央螺丝等）产品之一"]
["c2fad8f8-0d32-11eb-bf70-fa163e0a8baf","3b060874-0cfe-11eb-bf70-fa163e0a8baf","国械注准20153171554","种植牙系统","江苏创英医疗器械有限公司","江苏创英医疗器械有限公司","0f591d7b-0d28-11eb-bf70-fa163e0a8baf","种植牙系统-冠螺丝","L=12","L=12","钛合金","C0702041390200504673","C07020413902005046730000018","(01)06923558211312","申报企业自主确认为非招标产品、非中选产品或中选部件的附件（如覆盖螺丝、中央螺丝等）产品之一"]
["c2fafcdd-0d32-11eb-bf70-fa163e0a8baf","3b060874-0cfe-11eb-bf70-fa163e0a8baf","国械注准20153171554","种植牙系统","江苏创英医疗器械有限公司","江苏创英医疗器械有限公司","0f591d7b-0d28-11eb-bf70-fa163e0a8baf","种植牙系统-冠螺丝","L=4.5","L=4.5","钛合金","C0702041390200504673","C07020413902005046730000019","(01)06923558211268","申报企业自主确认为非招标产品、非中选产品或中选部件的附件（如覆盖螺丝、中央螺丝等）产品之一"]
["c2fafe9b-0d32-11eb-bf70-fa163e0a8baf","3b060874-0cfe-11eb-bf70-fa163e0a8baf","国械注准20153171554","种植牙系统","江苏创英医疗器械有限公司","江苏创英医疗器械有限公司","0f591d7b-0d28-11eb-bf70-fa163e0a8baf","种植牙系统-冠螺丝","L=8","L=8","钛合金","C0702041390200504673","C07020413902005046730000020","(01)06923558211299","申报企业自主确认为非招标产品、非中选产品或中选部件的附件（如覆盖螺丝、中央螺丝等）产品之一"]
["62172cc9-0d32-11eb-bf70-fa163e0a8baf","3b060874-0cfe-11eb-bf70-fa163e0a8baf","国械注准20153171554","种植牙系统","江苏创英医疗器械有限公司","江苏创英医疗器械有限公司","bf624a39-0d27-11eb-bf70-fa163e0a8baf","种植牙系统-封闭螺丝","Φ3.5","TL RP","钛合金","C0702041390200104673","C07020413902001046730000007","(01)06923558211213","申报企业自主确认为非招标产品、非中选产品或中选部件的附件（如覆盖螺丝、中央螺丝等）产品之一"]
["621dc0b3-0d32-11eb-bf70-fa163e0a8baf","3b060874-0cfe-11eb-bf70-fa163e0a8baf","国械注准20153171554","种植牙系统","江苏创英医疗器械有限公司","江苏创英医疗器械有限公司","bf624a39-0d27-11eb-bf70-fa163e0a8baf","种植牙系统-封闭螺丝","Φ4.3","TL WP","钛合金","C0702041390200104673","C07020413902001046730000008","(01)06923558211220","申报企业自主确认为非招标产品、非中选产品或中选部件的附件（如覆盖螺丝、中央螺丝等）产品之一"]
["853a7ec2-be52-11e9-974a-fa163e0a8baf","e44e8d5084bf459ebd8e8826b1b22429","苏常械备20180114号","替代体","江苏创英医疗器械有限公司","江苏创英医疗器械有限公司","BD7F535DC1EC4ECEB99120EA2FF98565","替代体","/","BL 复合","钛合金","C0702041390200304673","C07020413902003046730000001","6923558251233","申报企业自主确认为非招标产品、非中选产品或中选部件的附件（如覆盖螺丝、中央螺丝等）产品之一"]
["45ff9e17-ce1c-11e9-953f-fa163e0a8baf","4A8D1261-D8CF-4558-9DFA-9B60881EE81B","苏常械备20153128号","转移帽","江苏创英医疗器械有限公司","江苏创英医疗器械有限公司","cc1db358-0a13-11ea-99e3-fa163e0a8baf","转移帽","/","闭窗式 复合基台","铝合金、钛合金和高分子材料","C0702041390200204673","C07020413902002046730000016","6923558245423","申报企业自主确认为非招标产品、非中选产品或中选部件的附件（如覆盖螺丝、中央螺丝等）产品之一"]
["45ffbdba-ce1c-11e9-953f-fa163e0a8baf","4A8D1261-D8CF-4558-9DFA-9B60881EE81B","苏常械备20153128号","转移帽","江苏创英医疗器械有限公司","江苏创英医疗器械有限公司","cc1db358-0a13-11ea-99e3-fa163e0a8baf","转移帽","/","杆卡 闭窗式 复合基台","铝合金、钛合金和高分子材料","C0702041390200204673","C07020413902002046730000033","6923558245447","申报企业自主确认为非招标产品、非中选产品或中选部件的附件（如覆盖螺丝、中央螺丝等）产品之一"]
["45ffe206-ce1c-11e9-953f-fa163e0a8baf","4A8D1261-D8CF-4558-9DFA-9B60881EE81B","苏常械备20153128号","转移帽","江苏创英医疗器械有限公司","江苏创英医疗器械有限公司","cc1db358-0a13-11ea-99e3-fa163e0a8baf","转移帽","/","开窗式 复合基台","铝合金、钛合金和高分子材料","C0702041390200204673","C07020413902002046730000053","6923558253244","申报企业自主确认为非招标产品、非中选产品或中选部件的附件（如覆盖螺丝、中央螺丝等）产品之一"]
["4e8035fb-ce1b-11e9-953f-fa163e0a8baf","04fa1c11-b6e7-11ec-a4e1-90e2ba8d9d30","国械注准20173170766","种植牙系统","江苏创英医疗器械有限公司","江苏创英医疗器械有限公司","378d605da11411eca4e190e2ba8d9d30","种植牙系统-基台","0°A GH=1.5","BL NC 复合","钛合金","C0702021380100104673","C07020213801001046730000002","(01)06923558231402","申报企业自主确认为非招标产品、非中选产品或中选部件的附件（如覆盖螺丝、中央螺丝等）产品之一"]
["4e803b5c-ce1b-11e9-953f-fa163e0a8baf","04fa1c11-b6e7-11ec-a4e1-90e2ba8d9d30","国械注准20173170766","种植牙系统","江苏创英医疗器械有限公司","江苏创英医疗器械有限公司","378d605da11411eca4e190e2ba8d9d30","种植牙系统-基台","17°A GH=3.5","BL RC 复合","钛合金","C0702021380100104673","C07020213801001046730000048","(01)06923558231778","申报企业自主确认为非招标产品、非中选产品或中选部件的附件（如覆盖螺丝、中央螺丝等）产品之一"]
["4e8041d1-ce1b-11e9-953f-fa163e0a8baf","04fa1c11-b6e7-11ec-a4e1-90e2ba8d9d30","国械注准20173170766","种植牙系统","江苏创英医疗器械有限公司","江苏创英医疗器械有限公司","378d605da11411eca4e190e2ba8d9d30","种植牙系统-基台","30°A GH=3.5","BL NC 复合","钛合金","C0702021380100104673","C07020213801001046730000051","(01)06923558231471","申报企业自主确认为非招标产品、非中选产品或中选部件的附件（如覆盖螺丝、中央螺丝等）产品之一"]
["4e804373-ce1b-11e9-953f-fa163e0a8baf","04fa1c11-b6e7-11ec-a4e1-90e2ba8d9d30","国械注准20173170766","种植牙系统","江苏创英医疗器械有限公司","江苏创英医疗器械有限公司","378d605da11411eca4e190e2ba8d9d30","种植牙系统-基台","30°B GH=3.5","BL RC 复合","钛合金","C0702021380100104673","C07020213801001046730000052","(01)06923558231822","申报企业自主确认为非招标产品、非中选产品或中选部件的附件（如覆盖螺丝、中央螺丝等）产品之一"]
["4e80475f-ce1b-11e9-953f-fa163e0a8baf","04fa1c11-b6e7-11ec-a4e1-90e2ba8d9d30","国械注准20173170766","种植牙系统","江苏创英医疗器械有限公司","江苏创英医疗器械有限公司","378d605da11411eca4e190e2ba8d9d30","种植牙系统-基台","17°B GH=2.5","BL RC 复合","钛合金","C0702021380100104673","C07020213801001046730000054","(01)06923558231785","申报企业自主确认为非招标产品、非中选产品或中选部件的附件（如覆盖螺丝、中央螺丝等）产品之一"]
["4e804f44-ce1b-11e9-953f-fa163e0a8baf","04fa1c11-b6e7-11ec-a4e1-90e2ba8d9d30","国械注准20173170766","种植牙系统","江苏创英医疗器械有限公司","江苏创英医疗器械有限公司","378d605da11411eca4e190e2ba8d9d30","种植牙系统-基台","30°A GH=3.5","BL RC 复合","钛合金","C0702021380100104673","C07020213801001046730000058","(01)06923558231808","申报企业自主确认为非招标产品、非中选产品或中选部件的附件（如覆盖螺丝、中央螺丝等）产品之一"]
["4e8051ef-ce1b-11e9-953f-fa163e0a8baf","04fa1c11-b6e7-11ec-a4e1-90e2ba8d9d30","国械注准20173170766","种植牙系统","江苏创英医疗器械有限公司","江苏创英医疗器械有限公司","378d605da11411eca4e190e2ba8d9d30","种植牙系统-基台","17°B GH=3.5","BL NC 复合","钛合金","C0702021380100104673","C07020213801001046730000060","(01)06923558231464","申报企业自主确认为非招标产品、非中选产品或中选部件的附件（如覆盖螺丝、中央螺丝等）产品之一"]
["4e80539e-ce1b-11e9-953f-fa163e0a8baf","04fa1c11-b6e7-11ec-a4e1-90e2ba8d9d30","国械注准20173170766","种植牙系统","江苏创英医疗器械有限公司","江苏创英医疗器械有限公司","378d605da11411eca4e190e2ba8d9d30","种植牙系统-基台","0°A GH=3.5","BL RC 复合","钛合金","C0702021380100104673","C07020213801001046730000005","(01)06923558231754","申报企业自主确认为非招标产品、非中选产品或中选部件的附件（如覆盖螺丝、中央螺丝等）产品之一"]
["4e8057db-ce1b-11e9-953f-fa163e0a8baf","04fa1c11-b6e7-11ec-a4e1-90e2ba8d9d30","国械注准20173170766","种植牙系统","江苏创英医疗器械有限公司","江苏创英医疗器械有限公司","378d605da11411eca4e190e2ba8d9d30","种植牙系统-基台","0°A GH=2.5","BL NC 复合","钛合金","C0702021380100104673","C07020213801001046730000006","(01)06923558231419","申报企业自主确认为非招标产品、非中选产品或中选部件的附件（如覆盖螺丝、中央螺丝等）产品之一"]
["4e805927-ce1b-11e9-953f-fa163e0a8baf","04fa1c11-b6e7-11ec-a4e1-90e2ba8d9d30","国械注准20173170766","种植牙系统","江苏创英医疗器械有限公司","江苏创英医疗器械有限公司","378d605da11411eca4e190e2ba8d9d30","种植牙系统-基台","0°A GH=1.5","BL RC 复合","钛合金","C0702021380100104673","C07020213801001046730000007","(01)06923558231730","申报企业自主确认为非招标产品、非中选产品或中选部件的附件（如覆盖螺丝、中央螺丝等）产品之一"]
["4e806536-ce1b-11e9-953f-fa163e0a8baf","04fa1c11-b6e7-11ec-a4e1-90e2ba8d9d30","国械注准20173170766","种植牙系统","江苏创英医疗器械有限公司","江苏创英医疗器械有限公司","378d605da11411eca4e190e2ba8d9d30","种植牙系统-基台","30°B GH=3.5","BL NC 复合","钛合金","C0702021380100104673","C07020213801001046730000069","(01)06923558231495","申报企业自主确认为非招标产品、非中选产品或中选部件的附件（如覆盖螺丝、中央螺丝等）产品之一"]
["4e807456-ce1b-11e9-953f-fa163e0a8baf","04fa1c11-b6e7-11ec-a4e1-90e2ba8d9d30","国械注准20173170766","种植牙系统","江苏创英医疗器械有限公司","江苏创英医疗器械有限公司","378d605da11411eca4e190e2ba8d9d30","种植牙系统-基台","0°A GH=3.5","BL NC 复合","钛合金","C0702021380100104673","C07020213801001046730000012","(01)06923558231426","申报企业自主确认为非招标产品、非中选产品或中选部件的附件（如覆盖螺丝、中央螺丝等）产品之一"]
["4e808051-ce1b-11e9-953f-fa163e0a8baf","04fa1c11-b6e7-11ec-a4e1-90e2ba8d9d30","国械注准20173170766","种植牙系统","江苏创英医疗器械有限公司","江苏创英医疗器械有限公司","378d605da11411eca4e190e2ba8d9d30","种植牙系统-基台","17°A GH=2.5","BL NC 复合","钛合金","C0702021380100104673","C07020213801001046730000080","(01)06923558231433","申报企业自主确认为非招标产品、非中选产品或中选部件的附件（如覆盖螺丝、中央螺丝等）产品之一"]
["4e8081b4-ce1b-11e9-953f-fa163e0a8baf","04fa1c11-b6e7-11ec-a4e1-90e2ba8d9d30","国械注准20173170766","种植牙系统","江苏创英医疗器械有限公司","江苏创英医疗器械有限公司","378d605da11411eca4e190e2ba8d9d30","种植牙系统-基台","17°A GH=2.5","BL RC 复合","钛合金","C0702021380100104673","C07020213801001046730000081","(01)06923558231761","申报企业自主确认为非招标产品、非中选产品或中选部件的附件（如覆盖螺丝、中央螺丝等）产品之一"]
["4e8085ec-ce1b-11e9-953f-fa163e0a8baf","04fa1c11-b6e7-11ec-a4e1-90e2ba8d9d30","国械注准20173170766","种植牙系统","江苏创英医疗器械有限公司","江苏创英医疗器械有限公司","378d605da11411eca4e190e2ba8d9d30","种植牙系统-基台","0°A GH=4.5","BL RC 复合","钛合金","C0702021380100104673","C07020213801001046730000013","(01)06923558231891","申报企业自主确认为非招标产品、非中选产品或中选部件的附件（如覆盖螺丝、中央螺丝等）产品之一"]
["4e808749-ce1b-11e9-953f-fa163e0a8baf","04fa1c11-b6e7-11ec-a4e1-90e2ba8d9d30","国械注准20173170766","种植牙系统","江苏创英医疗器械有限公司","江苏创英医疗器械有限公司","378d605da11411eca4e190e2ba8d9d30","种植牙系统-基台","30°B GH=4.5","BL NC 复合","钛合金","C0702021380100104673","C07020213801001046730000084","(01)06923558231501","申报企业自主确认为非招标产品、非中选产品或中选部件的附件（如覆盖螺丝、中央螺丝等）产品之一"]
["4e80ab1b-ce1b-11e9-953f-fa163e0a8baf","04fa1c11-b6e7-11ec-a4e1-90e2ba8d9d30","国械注准20173170766","种植牙系统","江苏创英医疗器械有限公司","江苏创英医疗器械有限公司","378d605da11411eca4e190e2ba8d9d30","种植牙系统-基台","17°A GH=3.5","BL NC 复合","钛合金","C0702021380100104673","C07020213801001046730000096","(01)06923558231440","申报企业自主确认为非招标产品、非中选产品或中选部件的附件（如覆盖螺丝、中央螺丝等）产品之一"]
["4e80ac78-ce1b-11e9-953f-fa163e0a8baf","04fa1c11-b6e7-11ec-a4e1-90e2ba8d9d30","国械注准20173170766","种植牙系统","江苏创英医疗器械有限公司","江苏创英医疗器械有限公司","378d605da11411eca4e190e2ba8d9d30","种植牙系统-基台","17°B GH=2.5","BL NC 复合","钛合金","C0702021380100104673","C07020213801001046730000097","(01)06923558231457","申报企业自主确认为非招标产品、非中选产品或中选部件的附件（如覆盖螺丝、中央螺丝等）产品之一"]
["4e80b45e-ce1b-11e9-953f-fa163e0a8baf","04fa1c11-b6e7-11ec-a4e1-90e2ba8d9d30","国械注准20173170766","种植牙系统","江苏创英医疗器械有限公司","江苏创英医疗器械有限公司","378d605da11411eca4e190e2ba8d9d30","种植牙系统-基台","30°A GH=4.5","BL RC 复合","钛合金","C0702021380100104673","C07020213801001046730000103","(01)06923558231815","申报企业自主确认为非招标产品、非中选产品或中选部件的附件（如覆盖螺丝、中央螺丝等）产品之一"]
["4e80bb12-ce1b-11e9-953f-fa163e0a8baf","04fa1c11-b6e7-11ec-a4e1-90e2ba8d9d30","国械注准20173170766","种植牙系统","江苏创英医疗器械有限公司","江苏创英医疗器械有限公司","378d605da11411eca4e190e2ba8d9d30","种植牙系统-基台","30°B GH=4.5","BL RC 复合","钛合金","C0702021380100104673","C07020213801001046730000107","(01)06923558231839","申报企业自主确认为非招标产品、非中选产品或中选部件的附件（如覆盖螺丝、中央螺丝等）产品之一"]
["4e80bc64-ce1b-11e9-953f-fa163e0a8baf","04fa1c11-b6e7-11ec-a4e1-90e2ba8d9d30","国械注准20173170766","种植牙系统","江苏创英医疗器械有限公司","江苏创英医疗器械有限公司","378d605da11411eca4e190e2ba8d9d30","种植牙系统-基台","0°A GH=2.5","BL RC 复合","钛合金","C0702021380100104673","C07020213801001046730000019","(01)06923558231747","申报企业自主确认为非招标产品、非中选产品或中选部件的附件（如覆盖螺丝、中央螺丝等）产品之一"]
["4e80bdb0-ce1b-11e9-953f-fa163e0a8baf","04fa1c11-b6e7-11ec-a4e1-90e2ba8d9d30","国械注准20173170766","种植牙系统","江苏创英医疗器械有限公司","江苏创英医疗器械有限公司","378d605da11411eca4e190e2ba8d9d30","种植牙系统-基台","30°A GH=4.5","BL NC 复合","钛合金","C0702021380100104673","C07020213801001046730000108","(01)06923558231488","申报企业自主确认为非招标产品、非中选产品或中选部件的附件（如覆盖螺丝、中央螺丝等）产品之一"]
["4e80bf05-ce1b-11e9-953f-fa163e0a8baf","04fa1c11-b6e7-11ec-a4e1-90e2ba8d9d30","国械注准20173170766","种植牙系统","江苏创英医疗器械有限公司","江苏创英医疗器械有限公司","378d605da11411eca4e190e2ba8d9d30","种植牙系统-基台","17°B GH=3.5","BL RC 复合","钛合金","C0702021380100104673","C07020213801001046730000109","(01)06923558231792","申报企业自主确认为非招标产品、非中选产品或中选部件的附件（如覆盖螺丝、中央螺丝等）产品之一"]
["b1c7610c-492e-11ed-9447-b4055d63f15c","04fa1c11-b6e7-11ec-a4e1-90e2ba8d9d30","国械注准20173170766","种植牙系统","江苏创英医疗器械有限公司","江苏创英医疗器械有限公司","378d605da11411eca4e190e2ba8d9d30","种植牙系统-基台","0°B GH=1.5","BL NC 复合","钛合金","C0702021380100104673","C07020213801001046730000188","(01)06923558231921","申报企业自主确认为非招标产品、非中选产品或中选部件的附件（如覆盖螺丝、中央螺丝等）产品之一"]
["b1c7d859-492e-11ed-9447-b4055d63f15c","04fa1c11-b6e7-11ec-a4e1-90e2ba8d9d30","国械注准20173170766","种植牙系统","江苏创英医疗器械有限公司","江苏创英医疗器械有限公司","378d605da11411eca4e190e2ba8d9d30","种植牙系统-基台","0°B GH=3.5","BL NC 复合","钛合金","C0702021380100104673","C07020213801001046730000189","(01)06923558231945","申报企业自主确认为非招标产品、非中选产品或中选部件的附件（如覆盖螺丝、中央螺丝等）产品之一"]
["b1c7e952-492e-11ed-9447-b4055d63f15c","04fa1c11-b6e7-11ec-a4e1-90e2ba8d9d30","国械注准20173170766","种植牙系统","江苏创英医疗器械有限公司","江苏创英医疗器械有限公司","378d605da11411eca4e190e2ba8d9d30","种植牙系统-基台","0°B GH=2.5","BL NC 复合","钛合金","C0702021380100104673","C07020213801001046730000190","(01)06923558231938","申报企业自主确认为非招标产品、非中选产品或中选部件的附件（如覆盖螺丝、中央螺丝等）产品之一"]
["138829fe-be3d-11e9-974a-fa163e0a8baf","04fa1c11-b6e7-11ec-a4e1-90e2ba8d9d30","国械注准20173170766","种植牙系统","江苏创英医疗器械有限公司","江苏创英医疗器械有限公司","73D66F091E7D4BE4B8C6D474437C806A","种植牙系统-冠螺丝","L=12","Φ2.2","钛合金","C0702041390200504673","C07020413902005046730000001","(01)06923558233314","申报企业自主确认为非招标产品、非中选产品或中选部件的附件（如覆盖螺丝、中央螺丝等）产品之一"]
["138832b3-be3d-11e9-974a-fa163e0a8baf","04fa1c11-b6e7-11ec-a4e1-90e2ba8d9d30","国械注准20173170766","种植牙系统","江苏创英医疗器械有限公司","江苏创英医疗器械有限公司","73D66F091E7D4BE4B8C6D474437C806A","种植牙系统-冠螺丝","L=10","Φ2.2","钛合金","C0702041390200504673","C07020413902005046730000002","(01)06923558233307","申报企业自主确认为非招标产品、非中选产品或中选部件的附件（如覆盖螺丝、中央螺丝等）产品之一"]
["13883451-be3d-11e9-974a-fa163e0a8baf","04fa1c11-b6e7-11ec-a4e1-90e2ba8d9d30","国械注准20173170766","种植牙系统","江苏创英医疗器械有限公司","江苏创英医疗器械有限公司","73D66F091E7D4BE4B8C6D474437C806A","种植牙系统-冠螺丝","L=5","Φ2.2","钛合金","C0702041390200504673","C07020413902005046730000003","(01)06923558233260","申报企业自主确认为非招标产品、非中选产品或中选部件的附件（如覆盖螺丝、中央螺丝等）产品之一"]
["13883716-be3d-11e9-974a-fa163e0a8baf","04fa1c11-b6e7-11ec-a4e1-90e2ba8d9d30","国械注准20173170766","种植牙系统","江苏创英医疗器械有限公司","江苏创英医疗器械有限公司","73D66F091E7D4BE4B8C6D474437C806A","种植牙系统-冠螺丝","L=4.5","Φ2.2","钛合金","C0702041390200504673","C07020413902005046730000004","(01)06923558233277","申报企业自主确认为非招标产品、非中选产品或中选部件的附件（如覆盖螺丝、中央螺丝等）产品之一"]
["1388386f-be3d-11e9-974a-fa163e0a8baf","04fa1c11-b6e7-11ec-a4e1-90e2ba8d9d30","国械注准20173170766","种植牙系统","江苏创英医疗器械有限公司","江苏创英医疗器械有限公司","73D66F091E7D4BE4B8C6D474437C806A","种植牙系统-冠螺丝","L=6","Φ2.2","钛合金","C0702041390200504673","C07020413902005046730000005","(01)06923558233284","申报企业自主确认为非招标产品、非中选产品或中选部件的附件（如覆盖螺丝、中央螺丝等）产品之一"]
["138839b3-be3d-11e9-974a-fa163e0a8baf","04fa1c11-b6e7-11ec-a4e1-90e2ba8d9d30","国械注准20173170766","种植牙系统","江苏创英医疗器械有限公司","江苏创英医疗器械有限公司","73D66F091E7D4BE4B8C6D474437C806A","种植牙系统-冠螺丝","L=8","Φ2.2","钛合金","C0702041390200504673","C07020413902005046730000006","(01)06923558233291","申报企业自主确认为非招标产品、非中选产品或中选部件的附件（如覆盖螺丝、中央螺丝等）产品之一"]
["103e20a0-492d-11ed-9447-b4055d63f15c","04fa1c11-b6e7-11ec-a4e1-90e2ba8d9d30","国械注准20173170766","种植牙系统","江苏创英医疗器械有限公司","江苏创英医疗器械有限公司","ac5a10fb-492b-11ed-9447-b4055d63f15c","种植牙系统-临时基台","GH=1 Ti","BL NC 临时 冠","钛合金","C0702021380000204673","C07020213800002046730000001","(01)06923558231334","申报企业自主确认为非招标产品、非中选产品或中选部件的附件（如覆盖螺丝、中央螺丝等）产品之一"]
["103e7759-492d-11ed-9447-b4055d63f15c","04fa1c11-b6e7-11ec-a4e1-90e2ba8d9d30","国械注准20173170766","种植牙系统","江苏创英医疗器械有限公司","江苏创英医疗器械有限公司","ac5a10fb-492b-11ed-9447-b4055d63f15c","种植牙系统-临时基台","GH=1 Ti","BL RC 临时 桥","钛合金","C0702021380000204673","C07020213800002046730000002","(01)06923558231877","申报企业自主确认为非招标产品、非中选产品或中选部件的附件（如覆盖螺丝、中央螺丝等）产品之一"]
["103e864e-492d-11ed-9447-b4055d63f15c","04fa1c11-b6e7-11ec-a4e1-90e2ba8d9d30","国械注准20173170766","种植牙系统","江苏创英医疗器械有限公司","江苏创英医疗器械有限公司","ac5a10fb-492b-11ed-9447-b4055d63f15c","种植牙系统-临时基台","GH=3 Ti","BL RC 临时 冠","钛合金","C0702021380000204673","C07020213800002046730000003","(01)06923558231679","申报企业自主确认为非招标产品、非中选产品或中选部件的附件（如覆盖螺丝、中央螺丝等）产品之一"]
["103ea195-492d-11ed-9447-b4055d63f15c","04fa1c11-b6e7-11ec-a4e1-90e2ba8d9d30","国械注准20173170766","种植牙系统","江苏创英医疗器械有限公司","江苏创英医疗器械有限公司","ac5a10fb-492b-11ed-9447-b4055d63f15c","种植牙系统-临时基台","GH=3 Ti","BL NC 临时 冠","钛合金","C0702021380000204673","C07020213800002046730000004","(01)06923558231358","申报企业自主确认为非招标产品、非中选产品或中选部件的附件（如覆盖螺丝、中央螺丝等）产品之一"]
["103eadc1-492d-11ed-9447-b4055d63f15c","04fa1c11-b6e7-11ec-a4e1-90e2ba8d9d30","国械注准20173170766","种植牙系统","江苏创英医疗器械有限公司","江苏创英医疗器械有限公司","ac5a10fb-492b-11ed-9447-b4055d63f15c","种植牙系统-临时基台","GH=2 Ti","BL RC 临时 桥","钛合金","C0702021380000204673","C07020213800002046730000005","(01)06923558231686","申报企业自主确认为非招标产品、非中选产品或中选部件的附件（如覆盖螺丝、中央螺丝等）产品之一"]
["103eb30b-492d-11ed-9447-b4055d63f15c","04fa1c11-b6e7-11ec-a4e1-90e2ba8d9d30","国械注准20173170766","种植牙系统","江苏创英医疗器械有限公司","江苏创英医疗器械有限公司","ac5a10fb-492b-11ed-9447-b4055d63f15c","种植牙系统-临时基台","GH=2 Ti","BL NC 临时 桥","钛合金","C0702021380000204673","C07020213800002046730000006","(01)06923558231853","申报企业自主确认为非招标产品、非中选产品或中选部件的附件（如覆盖螺丝、中央螺丝等）产品之一"]
["103eb7fb-492d-11ed-9447-b4055d63f15c","04fa1c11-b6e7-11ec-a4e1-90e2ba8d9d30","国械注准20173170766","种植牙系统","江苏创英医疗器械有限公司","江苏创英医疗器械有限公司","ac5a10fb-492b-11ed-9447-b4055d63f15c","种植牙系统-临时基台","临时基底","BL 复合 钛","钛合金","C0702021380000204673","C07020213800002046730000007","(01)06923558231907","申报企业自主确认为非招标产品、非中选产品或中选部件的附件（如覆盖螺丝、中央螺丝等）产品之一"]
["103ec3d2-492d-11ed-9447-b4055d63f15c","04fa1c11-b6e7-11ec-a4e1-90e2ba8d9d30","国械注准20173170766","种植牙系统","江苏创英医疗器械有限公司","江苏创英医疗器械有限公司","ac5a10fb-492b-11ed-9447-b4055d63f15c","种植牙系统-临时基台","GH=2 Ti","BL RC 临时 冠","钛合金","C0702021380000204673","C07020213800002046730000008","(01)06923558231662","申报企业自主确认为非招标产品、非中选产品或中选部件的附件（如覆盖螺丝、中央螺丝等）产品之一"]
["103ed4f7-492d-11ed-9447-b4055d63f15c","04fa1c11-b6e7-11ec-a4e1-90e2ba8d9d30","国械注准20173170766","种植牙系统","江苏创英医疗器械有限公司","江苏创英医疗器械有限公司","ac5a10fb-492b-11ed-9447-b4055d63f15c","种植牙系统-临时基台","GH=1 Ti","BL RC 临时 冠","钛合金","C0702021380000204673","C07020213800002046730000009","(01)06923558231655","申报企业自主确认为非招标产品、非中选产品或中选部件的附件（如覆盖螺丝、中央螺丝等）产品之一"]
["103eeac9-492d-11ed-9447-b4055d63f15c","04fa1c11-b6e7-11ec-a4e1-90e2ba8d9d30","国械注准20173170766","种植牙系统","江苏创英医疗器械有限公司","江苏创英医疗器械有限公司","ac5a10fb-492b-11ed-9447-b4055d63f15c","种植牙系统-临时基台","GH=2 Ti","BL NC 临时 冠","钛合金","C0702021380000204673","C07020213800002046730000010","(01)06923558231341","申报企业自主确认为非招标产品、非中选产品或中选部件的附件（如覆盖螺丝、中央螺丝等）产品之一"]
["103ef76a-492d-11ed-9447-b4055d63f15c","04fa1c11-b6e7-11ec-a4e1-90e2ba8d9d30","国械注准20173170766","种植牙系统","江苏创英医疗器械有限公司","江苏创英医疗器械有限公司","ac5a10fb-492b-11ed-9447-b4055d63f15c","种植牙系统-临时基台","GH=1 Ti","BL NC 临时 桥","钛合金","C0702021380000204673","C07020213800002046730000011","(01)06923558231846","申报企业自主确认为非招标产品、非中选产品或中选部件的附件（如覆盖螺丝、中央螺丝等）产品之一"]
["103f0507-492d-11ed-9447-b4055d63f15c","04fa1c11-b6e7-11ec-a4e1-90e2ba8d9d30","国械注准20173170766","种植牙系统","江苏创英医疗器械有限公司","江苏创英医疗器械有限公司","ac5a10fb-492b-11ed-9447-b4055d63f15c","种植牙系统-临时基台","GH=3 Ti","BL RC 临时 桥","钛合金","C0702021380000204673","C07020213800002046730000012","(01)06923558231693","申报企业自主确认为非招标产品、非中选产品或中选部件的附件（如覆盖螺丝、中央螺丝等）产品之一"]
["103f0cf5-492d-11ed-9447-b4055d63f15c","04fa1c11-b6e7-11ec-a4e1-90e2ba8d9d30","国械注准20173170766","种植牙系统","江苏创英医疗器械有限公司","江苏创英医疗器械有限公司","ac5a10fb-492b-11ed-9447-b4055d63f15c","种植牙系统-临时基台","GH=3 Ti","BL NC 临时 桥","钛合金","C0702021380000204673","C07020213800002046730000013","(01)06923558231365","申报企业自主确认为非招标产品、非中选产品或中选部件的附件（如覆盖螺丝、中央螺丝等）产品之一"]
["de19d1b2-be3c-11e9-974a-fa163e0a8baf","04fa1c11-b6e7-11ec-a4e1-90e2ba8d9d30","国械注准20173170766","种植牙系统","江苏创英医疗器械有限公司","江苏创英医疗器械有限公司","af1153b3-be3c-11e9-974a-fa163e0a8baf","种植牙系统-封闭螺丝","Φ3.3 H=0","BL RC","钛合金","C0702041390200104673","C07020413902001046730000001","(01)06923558233031","申报企业自主确认为非招标产品、非中选产品或中选部件的附件（如覆盖螺丝、中央螺丝等）产品之一"]
["de19d893-be3c-11e9-974a-fa163e0a8baf","04fa1c11-b6e7-11ec-a4e1-90e2ba8d9d30","国械注准20173170766","种植牙系统","江苏创英医疗器械有限公司","江苏创英医疗器械有限公司","af1153b3-be3c-11e9-974a-fa163e0a8baf","种植牙系统-封闭螺丝","Φ3.1 H=0.5","BL NC","钛合金","C0702041390200104673","C07020413902001046730000002","(01)06923558233024","申报企业自主确认为非招标产品、非中选产品或中选部件的附件（如覆盖螺丝、中央螺丝等）产品之一"]
["de19da52-be3c-11e9-974a-fa163e0a8baf","04fa1c11-b6e7-11ec-a4e1-90e2ba8d9d30","国械注准20173170766","种植牙系统","江苏创英医疗器械有限公司","江苏创英医疗器械有限公司","af1153b3-be3c-11e9-974a-fa163e0a8baf","种植牙系统-封闭螺丝","Φ3.6 H=0.5","BL RC","钛合金","C0702041390200104673","C07020413902001046730000003","(01)06923558233048","申报企业自主确认为非招标产品、非中选产品或中选部件的附件（如覆盖螺丝、中央螺丝等）产品之一"]
["de19dfd6-be3c-11e9-974a-fa163e0a8baf","04fa1c11-b6e7-11ec-a4e1-90e2ba8d9d30","国械注准20173170766","种植牙系统","江苏创英医疗器械有限公司","江苏创英医疗器械有限公司","af1153b3-be3c-11e9-974a-fa163e0a8baf","种植牙系统-封闭螺丝","Φ2.8 H=0","BL NC","钛合金","C0702041390200104673","C07020413902001046730000004","(01)06923558233017","申报企业自主确认为非招标产品、非中选产品或中选部件的附件（如覆盖螺丝、中央螺丝等）产品之一"]
["8a5385a5-4c14-11ec-921a-0050568f9c84","a2a22a2b-1200-11ec-b658-0050568f9c84","国械注进20213170246","牙种植体系统","（株）柯威尔株式会社Cowellmedi co.,Ltd.","柯威（上海）医疗科技有限公司","0c8bd307-4c14-11ec-921a-0050568f9c84","牙种植体系统-覆盖螺丝","5.2mm","2SCS002",null,"C0702041390200119440","C07020413902001194400000001",null,"申报企业自主确认为非招标产品、非中选产品或中选部件的附件（如覆盖螺丝、中央螺丝等）产品之一"]
["8a55bd9c-4c14-11ec-921a-0050568f9c84","a2a22a2b-1200-11ec-b658-0050568f9c84","国械注进20213170246","牙种植体系统","（株）柯威尔株式会社Cowellmedi co.,Ltd.","柯威（上海）医疗科技有限公司","0c8bd307-4c14-11ec-921a-0050568f9c84","牙种植体系统-覆盖螺丝","4.2mm","2SCS001",null,"C0702041390200119440","C07020413902001194400000002",null,"申报企业自主确认为非招标产品、非中选产品或中选部件的附件（如覆盖螺丝、中央螺丝等）产品之一"]
["8a588200-4c14-11ec-921a-0050568f9c84","a2a22a2b-1200-11ec-b658-0050568f9c84","国械注进20213170246","牙种植体系统","（株）柯威尔株式会社Cowellmedi co.,Ltd.","柯威（上海）医疗科技有限公司","0c8bd307-4c14-11ec-921a-0050568f9c84","牙种植体系统-覆盖螺丝","3mm","2SCS000",null,"C0702041390200119440","C07020413902001194400000003",null,"申报企业自主确认为非招标产品、非中选产品或中选部件的附件（如覆盖螺丝、中央螺丝等）产品之一"]
["de36deae-4d90-11ec-921a-0050568f9c84","a2a22a2b-1200-11ec-b658-0050568f9c84","国械注进20213170246","牙种植体系统","（株）柯威尔株式会社Cowellmedi co.,Ltd.","柯威（上海）医疗科技有限公司","4be376ae-4d90-11ec-921a-0050568f9c84","牙种植体系统-中央螺钉","φ2.15 高度8.5","2SSHR200",null,"C0702041390200519440","C07020413902005194400000001",null,"申报企业自主确认为非招标产品、非中选产品或中选部件的附件（如覆盖螺丝、中央螺丝等）产品之一"]
["de39ec4a-4d90-11ec-921a-0050568f9c84","a2a22a2b-1200-11ec-b658-0050568f9c84","国械注进20213170246","牙种植体系统","（株）柯威尔株式会社Cowellmedi co.,Ltd.","柯威（上海）医疗科技有限公司","4be376ae-4d90-11ec-921a-0050568f9c84","牙种植体系统-中央螺钉","φ2.45 高度8.5","2SSHR100",null,"C0702041390200519440","C07020413902005194400000002",null,"申报企业自主确认为非招标产品、非中选产品或中选部件的附件（如覆盖螺丝、中央螺丝等）产品之一"]
["5615ca87-484d-11ec-921a-0050568f9c84","23e3119c-2dc1-11ec-921a-0050568f9c84","国械备20200178号","口腔科器械 Dental Surgical Instrument","（株）柯威尔株式会社Cowellmedi co.,Ltd","北京柯威尔医疗科技有限公司","104b9b18-484c-11ec-921a-0050568f9c84","口腔科器械-替代体","基台水平 φ5.5mm","2SMA55",null,"C0702041390200316541","C07020413902003165410000001",null,"申报企业自主确认为非招标产品、非中选产品或中选部件的附件（如覆盖螺丝、中央螺丝等）产品之一"]
["5616e472-484d-11ec-921a-0050568f9c84","23e3119c-2dc1-11ec-921a-0050568f9c84","国械备20200178号","口腔科器械 Dental Surgical Instrument","（株）柯威尔株式会社Cowellmedi co.,Ltd","北京柯威尔医疗科技有限公司","104b9b18-484c-11ec-921a-0050568f9c84","口腔科器械-替代体","L 10.2mm","SONLA04",null,"C0702041390200316541","C07020413902003165410000002",null,"申报企业自主确认为非招标产品、非中选产品或中选部件的附件（如覆盖螺丝、中央螺丝等）产品之一"]
["5616e937-484d-11ec-921a-0050568f9c84","23e3119c-2dc1-11ec-921a-0050568f9c84","国械备20200178号","口腔科器械 Dental Surgical Instrument","（株）柯威尔株式会社Cowellmedi co.,Ltd","北京柯威尔医疗科技有限公司","104b9b18-484c-11ec-921a-0050568f9c84","口腔科器械-替代体","基台水平 φ4.5mm","2SMA45",null,"C0702041390200316541","C07020413902003165410000003",null,"申报企业自主确认为非招标产品、非中选产品或中选部件的附件（如覆盖螺丝、中央螺丝等）产品之一"]
["5618ca03-484d-11ec-921a-0050568f9c84","23e3119c-2dc1-11ec-921a-0050568f9c84","国械备20200178号","口腔科器械 Dental Surgical Instrument","（株）柯威尔株式会社Cowellmedi co.,Ltd","北京柯威尔医疗科技有限公司","104b9b18-484c-11ec-921a-0050568f9c84","口腔科器械-替代体","φ4.0","SBAL400",null,"C0702041390200316541","C07020413902003165410000005",null,"申报企业自主确认为非招标产品、非中选产品或中选部件的附件（如覆盖螺丝、中央螺丝等）产品之一"]
["500abe7b-4bfa-11ec-921a-0050568f9c84","23e3119c-2dc1-11ec-921a-0050568f9c84","国械备20200178号","口腔科器械 Dental Surgical Instrument","（株）柯威尔株式会社Cowellmedi co.,Ltd","北京柯威尔医疗科技有限公司","9fefe77e-4bf8-11ec-921a-0050568f9c84","口腔科器械--牙科种植扫描体","六角 φ4.5mm","2SMB001H",null,"C0702041390200416541","C07020413902004165410000001",null,"申报企业自主确认为非招标产品、非中选产品或中选部件的附件（如覆盖螺丝、中央螺丝等）产品之一"]
["500bc1d5-4bfa-11ec-921a-0050568f9c84","23e3119c-2dc1-11ec-921a-0050568f9c84","国械备20200178号","口腔科器械 Dental Surgical Instrument","（株）柯威尔株式会社Cowellmedi co.,Ltd","北京柯威尔医疗科技有限公司","9fefe77e-4bf8-11ec-921a-0050568f9c84","口腔科器械--牙科种植扫描体","φ4.3mm","2SSB4329",null,"C0702041390200416541","C07020413902004165410000002",null,"申报企业自主确认为非招标产品、非中选产品或中选部件的附件（如覆盖螺丝、中央螺丝等）产品之一"]
["500bc585-4bfa-11ec-921a-0050568f9c84","23e3119c-2dc1-11ec-921a-0050568f9c84","国械备20200178号","口腔科器械 Dental Surgical Instrument","（株）柯威尔株式会社Cowellmedi co.,Ltd","北京柯威尔医疗科技有限公司","9fefe77e-4bf8-11ec-921a-0050568f9c84","口腔科器械--牙科种植扫描体","φ4.3mm","SSB4329N",null,"C0702041390200416541","C07020413902004165410000003",null,"申报企业自主确认为非招标产品、非中选产品或中选部件的附件（如覆盖螺丝、中央螺丝等）产品之一"]
["500bc8da-4bfa-11ec-921a-0050568f9c84","23e3119c-2dc1-11ec-921a-0050568f9c84","国械备20200178号","口腔科器械 Dental Surgical Instrument","（株）柯威尔株式会社Cowellmedi co.,Ltd","北京柯威尔医疗科技有限公司","9fefe77e-4bf8-11ec-921a-0050568f9c84","口腔科器械--牙科种植扫描体","非六角 φ4.5mm","2SMB001N",null,"C0702041390200416541","C07020413902004165410000004",null,"申报企业自主确认为非招标产品、非中选产品或中选部件的附件（如覆盖螺丝、中央螺丝等）产品之一"]
["2dd0789b-4916-11ec-921a-0050568f9c84","23e3119c-2dc1-11ec-921a-0050568f9c84","国械备20200178号","口腔科器械 Dental Surgical Instrument","（株）柯威尔株式会社Cowellmedi co.,Ltd","北京柯威尔医疗科技有限公司","c6f103b9-48ff-11ec-921a-0050568f9c84","口腔科器械","非六角 Ø=5.5mm","2SMTN55",null,"C0702041390200216541","C07020413902002165410000002",null,"申报企业自主确认为非招标产品、非中选产品或中选部件的附件（如覆盖螺丝、中央螺丝等）产品之一"]
["2dd31964-4916-11ec-921a-0050568f9c84","23e3119c-2dc1-11ec-921a-0050568f9c84","国械备20200178号","口腔科器械 Dental Surgical Instrument","（株）柯威尔株式会社Cowellmedi co.,Ltd","北京柯威尔医疗科技有限公司","c6f103b9-48ff-11ec-921a-0050568f9c84","口腔科器械","六角 Ø=5.5mm","2SMTH55",null,"C0702041390200216541","C07020413902002165410000005",null,"申报企业自主确认为非招标产品、非中选产品或中选部件的附件（如覆盖螺丝、中央螺丝等）产品之一"]
["2dd31fe7-4916-11ec-921a-0050568f9c84","23e3119c-2dc1-11ec-921a-0050568f9c84","国械备20200178号","口腔科器械 Dental Surgical Instrument","（株）柯威尔株式会社Cowellmedi co.,Ltd","北京柯威尔医疗科技有限公司","c6f103b9-48ff-11ec-921a-0050568f9c84","口腔科器械","非六角 Ø=4.5mm","2SMTN45",null,"C0702041390200216541","C07020413902002165410000008",null,"申报企业自主确认为非招标产品、非中选产品或中选部件的附件（如覆盖螺丝、中央螺丝等）产品之一"]
["2dd329d2-4916-11ec-921a-0050568f9c84","23e3119c-2dc1-11ec-921a-0050568f9c84","国械备20200178号","口腔科器械 Dental Surgical Instrument","（株）柯威尔株式会社Cowellmedi co.,Ltd","北京柯威尔医疗科技有限公司","c6f103b9-48ff-11ec-921a-0050568f9c84","口腔科器械","六角 Ø=4.5mm","2SMTH45",null,"C0702041390200216541","C07020413902002165410000012",null,"申报企业自主确认为非招标产品、非中选产品或中选部件的附件（如覆盖螺丝、中央螺丝等）产品之一"]
["94af93b3-4ba4-11ec-921a-0050568f9c84","23e3119c-2dc1-11ec-921a-0050568f9c84","国械备20200178号","口腔科器械 Dental Surgical Instrument","（株）柯威尔株式会社Cowellmedi co.,Ltd","北京柯威尔医疗科技有限公司","c6f103b9-48ff-11ec-921a-0050568f9c84","口腔科器械","长度4.4mm","SONIP04",null,"C0702041390200216541","C07020413902002165410000017",null,"申报企业自主确认为非招标产品、非中选产品或中选部件的附件（如覆盖螺丝、中央螺丝等）产品之一"]
["94ba56bb-4ba4-11ec-921a-0050568f9c84","23e3119c-2dc1-11ec-921a-0050568f9c84","国械备20200178号","口腔科器械 Dental Surgical Instrument","（株）柯威尔株式会社Cowellmedi co.,Ltd","北京柯威尔医疗科技有限公司","c6f103b9-48ff-11ec-921a-0050568f9c84","口腔科器械","六角 Ø=4.5mm","2SMIH45",null,"C0702041390200216541","C07020413902002165410000022",null,"申报企业自主确认为非招标产品、非中选产品或中选部件的附件（如覆盖螺丝、中央螺丝等）产品之一"]
["94d4bafc-4ba4-11ec-921a-0050568f9c84","23e3119c-2dc1-11ec-921a-0050568f9c84","国械备20200178号","口腔科器械 Dental Surgical Instrument","（株）柯威尔株式会社Cowellmedi co.,Ltd","北京柯威尔医疗科技有限公司","c6f103b9-48ff-11ec-921a-0050568f9c84","口腔科器械","六角 Ø=5.5mm","2SMIH55",null,"C0702041390200216541","C07020413902002165410000031",null,"申报企业自主确认为非招标产品、非中选产品或中选部件的附件（如覆盖螺丝、中央螺丝等）产品之一"]
["94d64c52-4ba4-11ec-921a-0050568f9c84","23e3119c-2dc1-11ec-921a-0050568f9c84","国械备20200178号","口腔科器械 Dental Surgical Instrument","（株）柯威尔株式会社Cowellmedi co.,Ltd","北京柯威尔医疗科技有限公司","c6f103b9-48ff-11ec-921a-0050568f9c84","口腔科器械","非六角 Ø=5.5mm","2SMIN55",null,"C0702041390200216541","C07020413902002165410000032",null,"申报企业自主确认为非招标产品、非中选产品或中选部件的附件（如覆盖螺丝、中央螺丝等）产品之一"]
["94d971b8-4ba4-11ec-921a-0050568f9c84","23e3119c-2dc1-11ec-921a-0050568f9c84","国械备20200178号","口腔科器械 Dental Surgical Instrument","（株）柯威尔株式会社Cowellmedi co.,Ltd","北京柯威尔医疗科技有限公司","c6f103b9-48ff-11ec-921a-0050568f9c84","口腔科器械","非六角 Ø=4.5mm","2SMIN45",null,"C0702041390200216541","C07020413902002165410000035",null,"申报企业自主确认为非招标产品、非中选产品或中选部件的附件（如覆盖螺丝、中央螺丝等）产品之一"]
["5d2d7dc1-a81b-11ed-9447-b4055d63f15c","c565d166-a68b-11ed-9447-b4055d63f15c","国械备20230072","种植辅助材料Axiliary Materialfor dental implant","爱美蒂口腔器械有限公司 A.B. Dental Devices Ltd.","明基医疗器械（上海）有限公司","11e6cd2c-a78d-11ed-9447-b4055d63f15c","种植辅助材料-替代体","替代体","PK-D1",null,"C0702041390200304943","C07020413902003049430000008",null,"申报企业自主确认为非招标产品、非中选产品或中选部件的附件（如覆盖螺丝、中央螺丝等）产品之一"]
["5d2d97ab-a81b-11ed-9447-b4055d63f15c","c565d166-a68b-11ed-9447-b4055d63f15c","国械备20230072","种植辅助材料Axiliary Materialfor dental implant","爱美蒂口腔器械有限公司 A.B. Dental Devices Ltd.","明基医疗器械（上海）有限公司","11e6cd2c-a78d-11ed-9447-b4055d63f15c","种植辅助材料-替代体","替代体","D1-P14,MA",null,"C0702041390200304943","C07020413902003049430000009",null,"申报企业自主确认为非招标产品、非中选产品或中选部件的附件（如覆盖螺丝、中央螺丝等）产品之一"]
["5d2dac60-a81b-11ed-9447-b4055d63f15c","c565d166-a68b-11ed-9447-b4055d63f15c","国械备20230072","种植辅助材料Axiliary Materialfor dental implant","爱美蒂口腔器械有限公司 A.B. Dental Devices Ltd.","明基医疗器械（上海）有限公司","11e6cd2c-a78d-11ed-9447-b4055d63f15c","种植辅助材料-替代体","替代体","D1-P14C",null,"C0702041390200304943","C07020413902003049430000011",null,"申报企业自主确认为非招标产品、非中选产品或中选部件的附件（如覆盖螺丝、中央螺丝等）产品之一"]
["5d2dbbc0-a81b-11ed-9447-b4055d63f15c","c565d166-a68b-11ed-9447-b4055d63f15c","国械备20230072","种植辅助材料Axiliary Materialfor dental implant","爱美蒂口腔器械有限公司 A.B. Dental Devices Ltd.","明基医疗器械（上海）有限公司","11e6cd2c-a78d-11ed-9447-b4055d63f15c","种植辅助材料-替代体","替代体","D1-3.75,MA",null,"C0702041390200304943","C07020413902003049430000012",null,"申报企业自主确认为非招标产品、非中选产品或中选部件的附件（如覆盖螺丝、中央螺丝等）产品之一"]
["5d2dc5a9-a81b-11ed-9447-b4055d63f15c","c565d166-a68b-11ed-9447-b4055d63f15c","国械备20230072","种植辅助材料Axiliary Materialfor dental implant","爱美蒂口腔器械有限公司 A.B. Dental Devices Ltd.","明基医疗器械（上海）有限公司","11e6cd2c-a78d-11ed-9447-b4055d63f15c","种植辅助材料-替代体","替代体","D1-3,MA",null,"C0702041390200304943","C07020413902003049430000013",null,"申报企业自主确认为非招标产品、非中选产品或中选部件的附件（如覆盖螺丝、中央螺丝等）产品之一"]
["5d2dce49-a81b-11ed-9447-b4055d63f15c","c565d166-a68b-11ed-9447-b4055d63f15c","国械备20230072","种植辅助材料Axiliary Materialfor dental implant","爱美蒂口腔器械有限公司 A.B. Dental Devices Ltd.","明基医疗器械（上海）有限公司","11e6cd2c-a78d-11ed-9447-b4055d63f15c","种植辅助材料-替代体","替代体","D1-P64",null,"C0702041390200304943","C07020413902003049430000015",null,"申报企业自主确认为非招标产品、非中选产品或中选部件的附件（如覆盖螺丝、中央螺丝等）产品之一"]
["5d2dd0d2-a81b-11ed-9447-b4055d63f15c","c565d166-a68b-11ed-9447-b4055d63f15c","国械备20230072","种植辅助材料Axiliary Materialfor dental implant","爱美蒂口腔器械有限公司 A.B. Dental Devices Ltd.","明基医疗器械（上海）有限公司","11e6cd2c-a78d-11ed-9447-b4055d63f15c","种植辅助材料-替代体","替代体","D1-P14C,MA",null,"C0702041390200304943","C07020413902003049430000016",null,"申报企业自主确认为非招标产品、非中选产品或中选部件的附件（如覆盖螺丝、中央螺丝等）产品之一"]
["5d2def52-a81b-11ed-9447-b4055d63f15c","c565d166-a68b-11ed-9447-b4055d63f15c","国械备20230072","种植辅助材料Axiliary Materialfor dental implant","爱美蒂口腔器械有限公司 A.B. Dental Devices Ltd.","明基医疗器械（上海）有限公司","11e6cd2c-a78d-11ed-9447-b4055d63f15c","种植辅助材料-替代体","替代体","D1-P14",null,"C0702041390200304943","C07020413902003049430000017",null,"申报企业自主确认为非招标产品、非中选产品或中选部件的附件（如覆盖螺丝、中央螺丝等）产品之一"]
["5d2df305-a81b-11ed-9447-b4055d63f15c","c565d166-a68b-11ed-9447-b4055d63f15c","国械备20230072","种植辅助材料Axiliary Materialfor dental implant","爱美蒂口腔器械有限公司 A.B. Dental Devices Ltd.","明基医疗器械（上海）有限公司","11e6cd2c-a78d-11ed-9447-b4055d63f15c","种植辅助材料-替代体","替代体","D1-P64,MA",null,"C0702041390200304943","C07020413902003049430000018",null,"申报企业自主确认为非招标产品、非中选产品或中选部件的附件（如覆盖螺丝、中央螺丝等）产品之一"]
["5d2df85a-a81b-11ed-9447-b4055d63f15c","c565d166-a68b-11ed-9447-b4055d63f15c","国械备20230072","种植辅助材料Axiliary Materialfor dental implant","爱美蒂口腔器械有限公司 A.B. Dental Devices Ltd.","明基医疗器械（上海）有限公司","11e6cd2c-a78d-11ed-9447-b4055d63f15c","种植辅助材料-替代体","替代体","D1C-4,MA",null,"C0702041390200304943","C07020413902003049430000020",null,"申报企业自主确认为非招标产品、非中选产品或中选部件的附件（如覆盖螺丝、中央螺丝等）产品之一"]
["9bd97a2c-a81b-11ed-9447-b4055d63f15c","c565d166-a68b-11ed-9447-b4055d63f15c","国械备20230072","种植辅助材料Axiliary Materialfor dental implant","爱美蒂口腔器械有限公司 A.B. Dental Devices Ltd.","明基医疗器械（上海）有限公司","4b0dc3cf-a78d-11ed-9447-b4055d63f15c","种植辅助材料-定位螺丝","定位螺丝","D2a-3.75",null,"C0702041390200504943","C07020413902005049430000015",null,"申报企业自主确认为非招标产品、非中选产品或中选部件的附件（如覆盖螺丝、中央螺丝等）产品之一"]
["9bd9ca0d-a81b-11ed-9447-b4055d63f15c","c565d166-a68b-11ed-9447-b4055d63f15c","国械备20230072","种植辅助材料Axiliary Materialfor dental implant","爱美蒂口腔器械有限公司 A.B. Dental Devices Ltd.","明基医疗器械（上海）有限公司","4b0dc3cf-a78d-11ed-9447-b4055d63f15c","种植辅助材料-定位螺丝","定位螺丝","D2al-3",null,"C0702041390200504943","C07020413902005049430000016",null,"申报企业自主确认为非招标产品、非中选产品或中选部件的附件（如覆盖螺丝、中央螺丝等）产品之一"]
["9bd9dc16-a81b-11ed-9447-b4055d63f15c","c565d166-a68b-11ed-9447-b4055d63f15c","国械备20230072","种植辅助材料Axiliary Materialfor dental implant","爱美蒂口腔器械有限公司 A.B. Dental Devices Ltd.","明基医疗器械（上海）有限公司","4b0dc3cf-a78d-11ed-9447-b4055d63f15c","种植辅助材料-定位螺丝","定位螺丝","D2a-3",null,"C0702041390200504943","C07020413902005049430000017",null,"申报企业自主确认为非招标产品、非中选产品或中选部件的附件（如覆盖螺丝、中央螺丝等）产品之一"]
["9bda11f5-a81b-11ed-9447-b4055d63f15c","c565d166-a68b-11ed-9447-b4055d63f15c","国械备20230072","种植辅助材料Axiliary Materialfor dental implant","爱美蒂口腔器械有限公司 A.B. Dental Devices Ltd.","明基医疗器械（上海）有限公司","4b0dc3cf-a78d-11ed-9447-b4055d63f15c","种植辅助材料-定位螺丝","定位螺丝","D2al-3.75",null,"C0702041390200504943","C07020413902005049430000018",null,"申报企业自主确认为非招标产品、非中选产品或中选部件的附件（如覆盖螺丝、中央螺丝等）产品之一"]
["f8df0acf-a81a-11ed-9447-b4055d63f15c","c565d166-a68b-11ed-9447-b4055d63f15c","国械备20230072","种植辅助材料Axiliary Materialfor dental implant","爱美蒂口腔器械有限公司 A.B. Dental Devices Ltd.","明基医疗器械（上海）有限公司","dd29a301-a78b-11ed-9447-b4055d63f15c","种植辅助材料-转移杆","印模转移杆","D2N-P12-3.75,15",null,"C0702041390200204943","C07020413902002049430000025",null,"申报企业自主确认为非招标产品、非中选产品或中选部件的附件（如覆盖螺丝、中央螺丝等）产品之一"]
["f8df8172-a81a-11ed-9447-b4055d63f15c","c565d166-a68b-11ed-9447-b4055d63f15c","国械备20230072","种植辅助材料Axiliary Materialfor dental implant","爱美蒂口腔器械有限公司 A.B. Dental Devices Ltd.","明基医疗器械（上海）有限公司","dd29a301-a78b-11ed-9447-b4055d63f15c","种植辅助材料-转移杆","印模转移杆","D2-P14C-4",null,"C0702041390200204943","C07020413902002049430000030",null,"申报企业自主确认为非招标产品、非中选产品或中选部件的附件（如覆盖螺丝、中央螺丝等）产品之一"]
["f8dff4fc-a81a-11ed-9447-b4055d63f15c","c565d166-a68b-11ed-9447-b4055d63f15c","国械备20230072","种植辅助材料Axiliary Materialfor dental implant","爱美蒂口腔器械有限公司 A.B. Dental Devices Ltd.","明基医疗器械（上海）有限公司","dd29a301-a78b-11ed-9447-b4055d63f15c","种植辅助材料-转移杆","印模转移杆","D2Cal-4",null,"C0702041390200204943","C07020413902002049430000035",null,"申报企业自主确认为非招标产品、非中选产品或中选部件的附件（如覆盖螺丝、中央螺丝等）产品之一"]
["f8dffde2-a81a-11ed-9447-b4055d63f15c","c565d166-a68b-11ed-9447-b4055d63f15c","国械备20230072","种植辅助材料Axiliary Materialfor dental implant","爱美蒂口腔器械有限公司 A.B. Dental Devices Ltd.","明基医疗器械（上海）有限公司","dd29a301-a78b-11ed-9447-b4055d63f15c","种植辅助材料-转移杆","印模转移杆","D2-P14",null,"C0702041390200204943","C07020413902002049430000036",null,"申报企业自主确认为非招标产品、非中选产品或中选部件的附件（如覆盖螺丝、中央螺丝等）产品之一"]
["f8e00ace-a81a-11ed-9447-b4055d63f15c","c565d166-a68b-11ed-9447-b4055d63f15c","国械备20230072","种植辅助材料Axiliary Materialfor dental implant","爱美蒂口腔器械有限公司 A.B. Dental Devices Ltd.","明基医疗器械（上海）有限公司","dd29a301-a78b-11ed-9447-b4055d63f15c","种植辅助材料-转移杆","印模转移杆","D2N-P12-3.75,9",null,"C0702041390200204943","C07020413902002049430000038",null,"申报企业自主确认为非招标产品、非中选产品或中选部件的附件（如覆盖螺丝、中央螺丝等）产品之一"]
["f8e01de3-a81a-11ed-9447-b4055d63f15c","c565d166-a68b-11ed-9447-b4055d63f15c","国械备20230072","种植辅助材料Axiliary Materialfor dental implant","爱美蒂口腔器械有限公司 A.B. Dental Devices Ltd.","明基医疗器械（上海）有限公司","dd29a301-a78b-11ed-9447-b4055d63f15c","种植辅助材料-转移杆","印模转移杆","D2Ca-4",null,"C0702041390200204943","C07020413902002049430000039",null,"申报企业自主确认为非招标产品、非中选产品或中选部件的附件（如覆盖螺丝、中央螺丝等）产品之一"]
["f8e04a0f-a81a-11ed-9447-b4055d63f15c","c565d166-a68b-11ed-9447-b4055d63f15c","国械备20230072","种植辅助材料Axiliary Materialfor dental implant","爱美蒂口腔器械有限公司 A.B. Dental Devices Ltd.","明基医疗器械（上海）有限公司","dd29a301-a78b-11ed-9447-b4055d63f15c","种植辅助材料-转移杆","印模转移杆","D2-P14a",null,"C0702041390200204943","C07020413902002049430000041",null,"申报企业自主确认为非招标产品、非中选产品或中选部件的附件（如覆盖螺丝、中央螺丝等）产品之一"]
["f8e07e19-a81a-11ed-9447-b4055d63f15c","c565d166-a68b-11ed-9447-b4055d63f15c","国械备20230072","种植辅助材料Axiliary Materialfor dental implant","爱美蒂口腔器械有限公司 A.B. Dental Devices Ltd.","明基医疗器械（上海）有限公司","dd29a301-a78b-11ed-9447-b4055d63f15c","种植辅助材料-转移杆","印模转移杆","D2OCal-4",null,"C0702041390200204943","C07020413902002049430000043",null,"申报企业自主确认为非招标产品、非中选产品或中选部件的附件（如覆盖螺丝、中央螺丝等）产品之一"]
["f8e090fe-a81a-11ed-9447-b4055d63f15c","c565d166-a68b-11ed-9447-b4055d63f15c","国械备20230072","种植辅助材料Axiliary Materialfor dental implant","爱美蒂口腔器械有限公司 A.B. Dental Devices Ltd.","明基医疗器械（上海）有限公司","dd29a301-a78b-11ed-9447-b4055d63f15c","种植辅助材料-转移杆","印模转移杆","D2-P64",null,"C0702041390200204943","C07020413902002049430000045",null,"申报企业自主确认为非招标产品、非中选产品或中选部件的附件（如覆盖螺丝、中央螺丝等）产品之一"]
["b15686f6-f662-11eb-b658-0050568f9c84","793c4704-f5ba-11eb-b658-0050568f9c84","国械注准20163172318","牙种植体系统","北京莱顿生物材料有限公司","北京莱顿生物材料有限公司","a340c1e3982211ecb3f890e2ba8d9d30","牙种植体系统","Φ3.5×3.0","封闭螺丝","TC4","C0702041390200100633","C07020413902001006330000012","(01)06940637104204","申报企业自主确认为非招标产品、非中选产品或中选部件的附件（如覆盖螺丝、中央螺丝等）产品之一"]
["b15a1737-f662-11eb-b658-0050568f9c84","793c4704-f5ba-11eb-b658-0050568f9c84","国械注准20163172318","牙种植体系统","北京莱顿生物材料有限公司","北京莱顿生物材料有限公司","a340c1e3982211ecb3f890e2ba8d9d30","牙种植体系统","Φ4.3×3.0","封闭螺丝","TC4","C0702041390200100633","C07020413902001006330000013","(01)06940637104228","申报企业自主确认为非招标产品、非中选产品或中选部件的附件（如覆盖螺丝、中央螺丝等）产品之一"]

{"sheet":"Sheet1","index":3,"n_rows":93,"n_cols":31,"rows_kept":93}
["部件编号","产品系统编号","产品系统名称","产品系统类别","申报企业","所选医疗器械注册人","部件名称","医疗器械注册证号","注册证名称","老版（旧）医疗器械注册证号","部件材质","备注","计价单位","中选价格","gGoodsId","医疗器械注册证编号","医疗器械注册证号","医疗器械注册备案产品名称","注册备案人","国家医保编码企业名称","单件产品编码","单件产品名称","规格","型号","产品材质","国家医保编码20位","国家医保编码27位","udi","是否有医保编码","匹配","编号"]
[151,"J05500001","钛合金种植体系统","钛合金种植体产品系统","驭楚（上海）贸易有限公司","科特斯牙科种植体工业有限公司 Cortex Dental Implants Industries Ltd.","愈合基台","国械注进20153172386","种植体附件","国械注进20153632386","包含注册证下相关部件所有材质","不区分材质","个",27,"239c45d3-a0fa-11eb-ac1c-fa163e311f19","e19bdbc6-98e7-11eb-ac1c-fa163e311f19","国械注进20153172386","种植体附件","科特斯牙科种植体工业有限公司Cortex Dental Implants Industries Ltd.","驭楚（上海）贸易有限公司","c75262ec-9cf0-11eb-ac1c-fa163e311f19","种植体附件-基台","角度基台18°","MPW-5518","Ti6Al4VELI","C0702031380100007096","C07020313801000070960000001",null,null,"多牙基台",0]
[151,"J05500001","钛合金种植体系统","钛合金种植体产品系统","驭楚（上海）贸易有限公司","科特斯牙科种植体工业有限公司 Cortex Dental Implants Industries Ltd.","愈合基台","国械注进20153172386","种植体附件","国械注进20153632386","包含注册证下相关部件所有材质","不区分材质","个",27,"239cc6fd-a0fa-11eb-ac1c-fa163e311f19","e19bdbc6-98e7-11eb-ac1c-fa163e311f19","国械注进20153172386","种植体附件","科特斯牙科种植体工业有限公司Cortex Dental Implants Industries Ltd.","驭楚（上海）贸易有限公司","c75262ec-9cf0-11eb-ac1c-fa163e311f19","种植体附件-基台","钛基台","MPW-TBH3","Ti6Al4VELI","C0702031380100007096","C07020313801000070960000003",null,null,"数字化",0]
[151,"J05500001","钛合金种植体系统","钛合金种植体产品系统","驭楚（上海）贸易有限公司","科特斯牙科种植体工业有限公司 Cortex Dental Implants Industries Ltd.","愈合基台","国械注进20153172386","种植体附件","国械注进20153632386","包含注册证下相关部件所有材质","不区分材质","个",27,"239d57aa-a0fa-11eb-ac1c-fa163e311f19","e19bdbc6-98e7-11eb-ac1c-fa163e311f19","国械注进20153172386","种植体附件","科特斯牙科种植体工业有限公司Cortex Dental Implants Industries Ltd.","驭楚（上海）贸易有限公司","c75262ec-9cf0-11eb-ac1c-fa163e311f19","种植体附件-基台","基台","MPR-5300","Ti6Al4VELI","C0702031380100007096","C07020313801000070960000006",null,null,"多牙基台",0]
[151,"J05500001","钛合金种植体系统","钛合金种植体产品系统","驭楚（上海）贸易有限公司","科特斯牙科种植体工业有限公司 Cortex Dental Implants Industries Ltd.","愈合基台","国械注进20153172386","种植体附件","国械注进20153632386","包含注册证下相关部件所有材质","不区分材质","个",27,"239e5473-a0fa-11eb-ac1c-fa163e311f19","e19bdbc6-98e7-11eb-ac1c-fa163e311f19","国械注进20153172386","种植体附件","科特斯牙科种植体工业有限公司Cortex Dental Implants Industries Ltd.","驭楚（上海）贸易有限公司","c75262ec-9cf0-11eb-ac1c-fa163e311f19","种植体附件-基台","钛基台","MPN-TBH2","Ti6Al4VELI","C0702031380100007096","C07020313801000070960000012",null,null,"数字化",0]
[151,"J05500001","钛合金种植体系统","钛合金种植体产品系统","驭楚（上海）贸易有限公司","科特斯牙科种植体工业有限公司 Cortex Dental Implants Industries Ltd.","愈合基台","国械注进20153172386","种植体附件","国械注进20153632386","包含注册证下相关部件所有材质","不区分材质","个",27,"239e96ff-a0fa-11eb-ac1c-fa163e311f19","e19bdbc6-98e7-11eb-ac1c-fa163e311f19","国械注进20153172386","种植体附件","科特斯牙科种植体工业有限公司Cortex Dental Implants Industries Ltd.","驭楚（上海）贸易有限公司","c75262ec-9cf0-11eb-ac1c-fa163e311f19","种植体附件-基台","角度基台18°","MPR-5418","Ti6Al4VELI","C0702031380100007096","C07020313801000070960000017",null,null,"多牙基台",0]
[151,"J05500001","钛合金种植体系统","钛合金种植体产品系统","驭楚（上海）贸易有限公司","科特斯牙科种植体工业有限公司 Cortex Dental Implants Industries Ltd.","愈合基台","国械注进20153172386","种植体附件","国械注进20153632386","包含注册证下相关部件所有材质","不区分材质","个",27,"239ec4f6-a0fa-11eb-ac1c-fa163e311f19","e19bdbc6-98e7-11eb-ac1c-fa163e311f19","国械注进20153172386","种植体附件","科特斯牙科种植体工业有限公司Cortex Dental Implants Industries Ltd.","驭楚（上海）贸易有限公司","c75262ec-9cf0-11eb-ac1c-fa163e311f19","种植体附件-基台","角度基台30°","MPR-5330","Ti6Al4VELI","C0702031380100007096","C07020313801000070960000018",null,null,"多牙基台",0]
[151,"J05500001","钛合金种植体系统","钛合金种植体产品系统","驭楚（上海）贸易有限公司","科特斯牙科种植体工业有限公司 Cortex Dental Implants Industries Ltd.","愈合基台","国械注进20153172386","种植体附件","国械注进20153632386","包含注册证下相关部件所有材质","不区分材质","个",27,"239f16c8-a0fa-11eb-ac1c-fa163e311f19","e19bdbc6-98e7-11eb-ac1c-fa163e311f19","国械注进20153172386","种植体附件","科特斯牙科种植体工业有限公司Cortex Dental Implants Industries Ltd.","驭楚（上海）贸易有限公司","c75262ec-9cf0-11eb-ac1c-fa163e311f19","种植体附件-基台","角度基台18°","MPN-5318","Ti6Al4VELI","C0702031380100007096","C07020313801000070960000021",null,null,"多牙基台",0]
[151,"J05500001","钛合金种植体系统","钛合金种植体产品系统","驭楚（上海）贸易有限公司","科特斯牙科种植体工业有限公司 Cortex Dental Implants Industries Ltd.","愈合基台","国械注进20153172386","种植体附件","国械注进20153632386","包含注册证下相关部件所有材质","不区分材质","个",27,"239f1fbe-a0fa-11eb-ac1c-fa163e311f19","e19bdbc6-98e7-11eb-ac1c-fa163e311f19","国械注进20153172386","种植体附件","科特斯牙科种植体工业有限公司Cortex Dental Implants Industries Ltd.","驭楚（上海）贸易有限公司","c75262ec-9cf0-11eb-ac1c-fa163e311f19","种植体附件-基台","钛基台","CO-TBH1","Ti6Al4VELI","C0702031380100007096","C07020313801000070960000022",null,null,"数字化",0]
[151,"J05500001","钛合金种植体系统","钛合金种植体产品系统","驭楚（上海）贸易有限公司","科特斯牙科种植体工业有限公司 Cortex Dental Implants Industries Ltd.","愈合基台","国械注进20153172386","种植体附件","国械注进20153632386","包含注册证下相关部件所有材质","不区分材质","个",27,"239f5304-a0fa-11eb-ac1c-fa163e311f19","e19bdbc6-98e7-11eb-ac1c-fa163e311f19","国械注进20153172386","种植体附件","科特斯牙科种植体工业有限公司Cortex Dental Implants Industries Ltd.","驭楚（上海）贸易有限公司","c75262ec-9cf0-11eb-ac1c-fa163e311f19","种植体附件-基台","角度基台18°","CO-5118","Ti6Al4VELI","C0702031380100007096","C07020313801000070960000023",null,null,"多牙基台",0]
[151,"J05500001","钛合金种植体系统","钛合金种植体产品系统","驭楚（上海）贸易有限公司","科特斯牙科种植体工业有限公司 Cortex Dental Implants Industries Ltd.","愈合基台","国械注进20153172386","种植体附件","国械注进20153632386","包含注册证下相关部件所有材质","不区分材质","个",27,"239f5e23-a0fa-11eb-ac1c-fa163e311f19","e19bdbc6-98e7-11eb-ac1c-fa163e311f19","国械注进20153172386","种植体附件","科特斯牙科种植体工业有限公司Cortex Dental Implants Industries Ltd.","驭楚（上海）贸易有限公司","c75262ec-9cf0-11eb-ac1c-fa163e311f19","种植体附件-基台","基台","MPN-5200","Ti6Al4VELI","C0702031380100007096","C07020313801000070960000025",null,null,"多牙基台",0]
[151,"J05500001","钛合金种植体系统","钛合金种植体产品系统","驭楚（上海）贸易有限公司","科特斯牙科种植体工业有限公司 Cortex Dental Implants Industries Ltd.","愈合基台","国械注进20153172386","种植体附件","国械注进20153632386","包含注册证下相关部件所有材质","不区分材质","个",27,"239f9099-a0fa-11eb-ac1c-fa163e311f19","e19bdbc6-98e7-11eb-ac1c-fa163e311f19","国械注进20153172386","种植体附件","科特斯牙科种植体工业有限公司Cortex Dental Implants Industries Ltd.","驭楚（上海）贸易有限公司","c75262ec-9cf0-11eb-ac1c-fa163e311f19","种植体附件-基台","钛基台","MPR-TBH4","Ti6Al4VELI","C0702031380100007096","C07020313801000070960000026",null,null,"数字化",0]
[151,"J05500001","钛合金种植体系统","钛合金种植体产品系统","驭楚（上海）贸易有限公司","科特斯牙科种植体工业有限公司 Cortex Dental Implants Industries Ltd.","愈合基台","国械注进20153172386","种植体附件","国械注进20153632386","包含注册证下相关部件所有材质","不区分材质","个",27,"239f95e7-a0fa-11eb-ac1c-fa163e311f19","e19bdbc6-98e7-11eb-ac1c-fa163e311f19","国械注进20153172386","种植体附件","科特斯牙科种植体工业有限公司Cortex Dental Implants Industries Ltd.","驭楚（上海）贸易有限公司","c75262ec-9cf0-11eb-ac1c-fa163e311f19","种植体附件-基台","角度基台18°","MPN-5418","Ti6Al4VELI","C0702031380100007096","C07020313801000070960000027",null,null,"多牙基台",0]
[151,"J05500001","钛合金种植体系统","钛合金种植体产品系统","驭楚（上海）贸易有限公司","科特斯牙科种植体工业有限公司 Cortex Dental Implants Industries Ltd.","愈合基台","国械注进20153172386","种植体附件","国械注进20153632386","包含注册证下相关部件所有材质","不区分材质","个",27,"239fd6d6-a0fa-11eb-ac1c-fa163e311f19","e19bdbc6-98e7-11eb-ac1c-fa163e311f19","国械注进20153172386","种植体附件","科特斯牙科种植体工业有限公司Cortex Dental Implants Industries Ltd.","驭楚（上海）贸易有限公司","c75262ec-9cf0-11eb-ac1c-fa163e311f19","种植体附件-基台","基台","CO-5400","Ti6Al4VELI","C0702031380100007096","C07020313801000070960000030",null,null,"多牙基台",0]
[151,"J05500001","钛合金种植体系统","钛合金种植体产品系统","驭楚（上海）贸易有限公司","科特斯牙科种植体工业有限公司 Cortex Dental Implants Industries Ltd.","愈合基台","国械注进20153172386","种植体附件","国械注进20153632386","包含注册证下相关部件所有材质","不区分材质","个",27,"23a003c8-a0fa-11eb-ac1c-fa163e311f19","e19bdbc6-98e7-11eb-ac1c-fa163e311f19","国械注进20153172386","种植体附件","科特斯牙科种植体工业有限公司Cortex Dental Implants Industries Ltd.","驭楚（上海）贸易有限公司","c75262ec-9cf0-11eb-ac1c-fa163e311f19","种植体附件-基台","角度基台18°","MPW-5318","Ti6Al4VELI","C0702031380100007096","C07020313801000070960000031",null,null,"多牙基台",0]
[151,"J05500001","钛合金种植体系统","钛合金种植体产品系统","驭楚（上海）贸易有限公司","科特斯牙科种植体工业有限公司 Cortex Dental Implants Industries Ltd.","愈合基台","国械注进20153172386","种植体附件","国械注进20153632386","包含注册证下相关部件所有材质","不区分材质","个",27,"23a03a15-a0fa-11eb-ac1c-fa163e311f19","e19bdbc6-98e7-11eb-ac1c-fa163e311f19","国械注进20153172386","种植体附件","科特斯牙科种植体工业有限公司Cortex Dental Implants Industries Ltd.","驭楚（上海）贸易有限公司","c75262ec-9cf0-11eb-ac1c-fa163e311f19","种植体附件-基台","钛基台","CO-TBH2","Ti6Al4VELI","C0702031380100007096","C07020313801000070960000034",null,null,"数字化",0]
[151,"J05500001","钛合金种植体系统","钛合金种植体产品系统","驭楚（上海）贸易有限公司","科特斯牙科种植体工业有限公司 Cortex Dental Implants Industries Ltd.","愈合基台","国械注进20153172386","种植体附件","国械注进20153632386","包含注册证下相关部件所有材质","不区分材质","个",27,"23a03ede-a0fa-11eb-ac1c-fa163e311f19","e19bdbc6-98e7-11eb-ac1c-fa163e311f19","国械注进20153172386","种植体附件","科特斯牙科种植体工业有限公司Cortex Dental Implants Industries Ltd.","驭楚（上海）贸易有限公司","c75262ec-9cf0-11eb-ac1c-fa163e311f19","种植体附件-基台","基台","MPW-5400","Ti6Al4VELI","C0702031380100007096","C07020313801000070960000035",null,null,"多牙基台",0]
[151,"J05500001","钛合金种植体系统","钛合金种植体产品系统","驭楚（上海）贸易有限公司","科特斯牙科种植体工业有限公司 Cortex Dental Implants Industries Ltd.","愈合基台","国械注进20153172386","种植体附件","国械注进20153632386","包含注册证下相关部件所有材质","不区分材质","个",27,"23a06b84-a0fa-11eb-ac1c-fa163e311f19","e19bdbc6-98e7-11eb-ac1c-fa163e311f19","国械注进20153172386","种植体附件","科特斯牙科种植体工业有限公司Cortex Dental Implants Industries Ltd.","驭楚（上海）贸易有限公司","c75262ec-9cf0-11eb-ac1c-fa163e311f19","种植体附件-基台","角度基台30°","MPN-5430","Ti6Al4VELI","C0702031380100007096","C07020313801000070960000036",null,null,"多牙基台",0]
[151,"J05500001","钛合金种植体系统","钛合金种植体产品系统","驭楚（上海）贸易有限公司","科特斯牙科种植体工业有限公司 Cortex Dental Implants Industries Ltd.","愈合基台","国械注进20153172386","种植体附件","国械注进20153632386","包含注册证下相关部件所有材质","不区分材质","个",27,"23a0b36c-a0fa-11eb-ac1c-fa163e311f19","e19bdbc6-98e7-11eb-ac1c-fa163e311f19","国械注进20153172386","种植体附件","科特斯牙科种植体工业有限公司Cortex Dental Implants Industries Ltd.","驭楚（上海）贸易有限公司","c75262ec-9cf0-11eb-ac1c-fa163e311f19","种植体附件-基台","基台","CO-5100","Ti6Al4VELI","C0702031380100007096","C07020313801000070960000040",null,null,"多牙基台",0]
[151,"J05500001","钛合金种植体系统","钛合金种植体产品系统","驭楚（上海）贸易有限公司","科特斯牙科种植体工业有限公司 Cortex Dental Implants Industries Ltd.","愈合基台","国械注进20153172386","种植体附件","国械注进20153632386","包含注册证下相关部件所有材质","不区分材质","个",27,"23a0b98e-a0fa-11eb-ac1c-fa163e311f19","e19bdbc6-98e7-11eb-ac1c-fa163e311f19","国械注进20153172386","种植体附件","科特斯牙科种植体工业有限公司Cortex Dental Implants Industries Ltd.","驭楚（上海）贸易有限公司","c75262ec-9cf0-11eb-ac1c-fa163e311f19","种植体附件-基台","角度基台30°","CO-5330","Ti6Al4VELI","C0702031380100007096","C07020313801000070960000041",null,null,"多牙基台",0]
[151,"J05500001","钛合金种植体系统","钛合金种植体产品系统","驭楚（上海）贸易有限公司","科特斯牙科种植体工业有限公司 Cortex Dental Implants Industries Ltd.","愈合基台","国械注进20153172386","种植体附件","国械注进20153632386","包含注册证下相关部件所有材质","不区分材质","个",27,"23a0be74-a0fa-11eb-ac1c-fa163e311f19","e19bdbc6-98e7-11eb-ac1c-fa163e311f19","国械注进20153172386","种植体附件","科特斯牙科种植体工业有限公司Cortex Dental Implants Industries Ltd.","驭楚（上海）贸易有限公司","c75262ec-9cf0-11eb-ac1c-fa163e311f19","种植体附件-基台","钛基台","MPW-TBR2","Ti6Al4VELI","C0702031380100007096","C07020313801000070960000042",null,null,"数字化",0]
[151,"J05500001","钛合金种植体系统","钛合金种植体产品系统","驭楚（上海）贸易有限公司","科特斯牙科种植体工业有限公司 Cortex Dental Implants Industries Ltd.","愈合基台","国械注进20153172386","种植体附件","国械注进20153632386","包含注册证下相关部件所有材质","不区分材质","个",27,"23a13aa9-a0fa-11eb-ac1c-fa163e311f19","e19bdbc6-98e7-11eb-ac1c-fa163e311f19","国械注进20153172386","种植体附件","科特斯牙科种植体工业有限公司Cortex Dental Implants Industries Ltd.","驭楚（上海）贸易有限公司","c75262ec-9cf0-11eb-ac1c-fa163e311f19","种植体附件-基台","角度基台18°","MPW-5218","Ti6Al4VELI","C0702031380100007096","C07020313801000070960000048",null,null,"多牙基台",0]
[151,"J05500001","钛合金种植体系统","钛合金种植体产品系统","驭楚（上海）贸易有限公司","科特斯牙科种植体工业有限公司 Cortex Dental Implants Industries Ltd.","愈合基台","国械注进20153172386","种植体附件","国械注进20153632386","包含注册证下相关部件所有材质","不区分材质","个",27,"23a147d2-a0fa-11eb-ac1c-fa163e311f19","e19bdbc6-98e7-11eb-ac1c-fa163e311f19","国械注进20153172386","种植体附件","科特斯牙科种植体工业有限公司Cortex Dental Implants Industries Ltd.","驭楚（上海）贸易有限公司","c75262ec-9cf0-11eb-ac1c-fa163e311f19","种植体附件-基台","基台","MPW-5500","Ti6Al4VELI","C0702031380100007096","C07020313801000070960000050",null,null,"多牙基台",0]
[151,"J05500001","钛合金种植体系统","钛合金种植体产品系统","驭楚（上海）贸易有限公司","科特斯牙科种植体工业有限公司 Cortex Dental Implants Industries Ltd.","愈合基台","国械注进20153172386","种植体附件","国械注进20153632386","包含注册证下相关部件所有材质","不区分材质","个",27,"23a1788a-a0fa-11eb-ac1c-fa163e311f19","e19bdbc6-98e7-11eb-ac1c-fa163e311f19","国械注进20153172386","种植体附件","科特斯牙科种植体工业有限公司Cortex Dental Implants Industries Ltd.","驭楚（上海）贸易有限公司","c75262ec-9cf0-11eb-ac1c-fa163e311f19","种植体附件-基台","基台","MU-LTSST","Ti6Al4VELI","C0702031380100007096","C07020313801000070960000052",null,null,"数字化",0]
[151,"J05500001","钛合金种植体系统","钛合金种植体产品系统","驭楚（上海）贸易有限公司","科特斯牙科种植体工业有限公司 Cortex Dental Implants Industries Ltd.","愈合基台","国械注进20153172386","种植体附件","国械注进20153632386","包含注册证下相关部件所有材质","不区分材质","个",27,"23a1c6cb-a0fa-11eb-ac1c-fa163e311f19","e19bdbc6-98e7-11eb-ac1c-fa163e311f19","国械注进20153172386","种植体附件","科特斯牙科种植体工业有限公司Cortex Dental Implants Industries Ltd.","驭楚（上海）贸易有限公司","c75262ec-9cf0-11eb-ac1c-fa163e311f19","种植体附件-基台","基台","MPR-5500","Ti6Al4VELI","C0702031380100007096","C07020313801000070960000057",null,null,"多牙基台",0]
[151,"J05500001","钛合金种植体系统","钛合金种植体产品系统","驭楚（上海）贸易有限公司","科特斯牙科种植体工业有限公司 Cortex Dental Implants Industries Ltd.","愈合基台","国械注进20153172386","种植体附件","国械注进20153632386","包含注册证下相关部件所有材质","不区分材质","个",27,"23a1feda-a0fa-11eb-ac1c-fa163e311f19","e19bdbc6-98e7-11eb-ac1c-fa163e311f19","国械注进20153172386","种植体附件","科特斯牙科种植体工业有限公司Cortex Dental Implants Industries Ltd.","驭楚（上海）贸易有限公司","c75262ec-9cf0-11eb-ac1c-fa163e311f19","种植体附件-基台","钛基台","MPR-TBH3","Ti6Al4VELI","C0702031380100007096","C07020313801000070960000058",null,null,"数字化",0]
[151,"J05500001","钛合金种植体系统","钛合金种植体产品系统","驭楚（上海）贸易有限公司","科特斯牙科种植体工业有限公司 Cortex Dental Implants Industries Ltd.","愈合基台","国械注进20153172386","种植体附件","国械注进20153632386","包含注册证下相关部件所有材质","不区分材质","个",27,"23a2e169-a0fa-11eb-ac1c-fa163e311f19","e19bdbc6-98e7-11eb-ac1c-fa163e311f19","国械注进20153172386","种植体附件","科特斯牙科种植体工业有限公司Cortex Dental Implants Industries Ltd.","驭楚（上海）贸易有限公司","c75262ec-9cf0-11eb-ac1c-fa163e311f19","种植体附件-基台","钛基台","MPW-TBH2","Ti6Al4VELI","C0702031380100007096","C07020313801000070960000063",null,null,"数字化",0]
[151,"J05500001","钛合金种植体系统","钛合金种植体产品系统","驭楚（上海）贸易有限公司","科特斯牙科种植体工业有限公司 Cortex Dental Implants Industries Ltd.","愈合基台","国械注进20153172386","种植体附件","国械注进20153632386","包含注册证下相关部件所有材质","不区分材质","个",27,"23a34888-a0fa-11eb-ac1c-fa163e311f19","e19bdbc6-98e7-11eb-ac1c-fa163e311f19","国械注进20153172386","种植体附件","科特斯牙科种植体工业有限公司Cortex Dental Implants Industries Ltd.","驭楚（上海）贸易有限公司","c75262ec-9cf0-11eb-ac1c-fa163e311f19","种植体附件-基台","钛基台","CO-TBH3","Ti6Al4VELI","C0702031380100007096","C07020313801000070960000067",null,null,"数字化",0]
[151,"J05500001","钛合金种植体系统","钛合金种植体产品系统","驭楚（上海）贸易有限公司","科特斯牙科种植体工业有限公司 Cortex Dental Implants Industries Ltd.","愈合基台","国械注进20153172386","种植体附件","国械注进20153632386","包含注册证下相关部件所有材质","不区分材质","个",27,"23a37605-a0fa-11eb-ac1c-fa163e311f19","e19bdbc6-98e7-11eb-ac1c-fa163e311f19","国械注进20153172386","种植体附件","科特斯牙科种植体工业有限公司Cortex Dental Implants Industries Ltd.","驭楚（上海）贸易有限公司","c75262ec-9cf0-11eb-ac1c-fa163e311f19","种植体附件-基台","基台","MPR-5400","Ti6Al4VELI","C0702031380100007096","C07020313801000070960000068",null,null,"多牙基台",0]
[151,"J05500001","钛合金种植体系统","钛合金种植体产品系统","驭楚（上海）贸易有限公司","科特斯牙科种植体工业有限公司 Cortex Dental Implants Industries Ltd.","愈合基台","国械注进20153172386","种植体附件","国械注进20153632386","包含注册证下相关部件所有材质","不区分材质","个",27,"23a4a969-a0fa-11eb-ac1c-fa163e311f19","e19bdbc6-98e7-11eb-ac1c-fa163e311f19","国械注进20153172386","种植体附件","科特斯牙科种植体工业有限公司Cortex Dental Implants Industries Ltd.","驭楚（上海）贸易有限公司","c75262ec-9cf0-11eb-ac1c-fa163e311f19","种植体附件-基台","角度基台18°","MPN-5218","Ti6Al4VELI","C0702031380100007096","C07020313801000070960000079",null,null,"多牙基台",0]
[151,"J05500001","钛合金种植体系统","钛合金种植体产品系统","驭楚（上海）贸易有限公司","科特斯牙科种植体工业有限公司 Cortex Dental Implants Industries Ltd.","愈合基台","国械注进20153172386","种植体附件","国械注进20153632386","包含注册证下相关部件所有材质","不区分材质","个",27,"23a4ef9b-a0fa-11eb-ac1c-fa163e311f19","e19bdbc6-98e7-11eb-ac1c-fa163e311f19","国械注进20153172386","种植体附件","科特斯牙科种植体工业有限公司Cortex Dental Implants Industries Ltd.","驭楚（上海）贸易有限公司","c75262ec-9cf0-11eb-ac1c-fa163e311f19","种植体附件-基台","角度基台18°","CO-5418","Ti6Al4VELI","C0702031380100007096","C07020313801000070960000083",null,null,"多牙基台",0]
[151,"J05500001","钛合金种植体系统","钛合金种植体产品系统","驭楚（上海）贸易有限公司","科特斯牙科种植体工业有限公司 Cortex Dental Implants Industries Ltd.","愈合基台","国械注进20153172386","种植体附件","国械注进20153632386","包含注册证下相关部件所有材质","不区分材质","个",27,"23a4fa70-a0fa-11eb-ac1c-fa163e311f19","e19bdbc6-98e7-11eb-ac1c-fa163e311f19","国械注进20153172386","种植体附件","科特斯牙科种植体工业有限公司Cortex Dental Implants Industries Ltd.","驭楚（上海）贸易有限公司","c75262ec-9cf0-11eb-ac1c-fa163e311f19","种植体附件-基台","钛基台","MPN-TBH3","Ti6Al4VELI","C0702031380100007096","C07020313801000070960000084",null,null,"数字化",0]
[151,"J05500001","钛合金种植体系统","钛合金种植体产品系统","驭楚（上海）贸易有限公司","科特斯牙科种植体工业有限公司 Cortex Dental Implants Industries Ltd.","愈合基台","国械注进20153172386","种植体附件","国械注进20153632386","包含注册证下相关部件所有材质","不区分材质","个",27,"23a525f4-a0fa-11eb-ac1c-fa163e311f19","e19bdbc6-98e7-11eb-ac1c-fa163e311f19","国械注进20153172386","种植体附件","科特斯牙科种植体工业有限公司Cortex Dental Implants Industries Ltd.","驭楚（上海）贸易有限公司","c75262ec-9cf0-11eb-ac1c-fa163e311f19","种植体附件-基台","角度基台18°","MPR-5518","Ti6Al4VELI","C0702031380100007096","C07020313801000070960000085",null,null,"多牙基台",0]
[151,"J05500001","钛合金种植体系统","钛合金种植体产品系统","驭楚（上海）贸易有限公司","科特斯牙科种植体工业有限公司 Cortex Dental Implants Industries Ltd.","愈合基台","国械注进20153172386","种植体附件","国械注进20153632386","包含注册证下相关部件所有材质","不区分材质","个",27,"23a58a9a-a0fa-11eb-ac1c-fa163e311f19","e19bdbc6-98e7-11eb-ac1c-fa163e311f19","国械注进20153172386","种植体附件","科特斯牙科种植体工业有限公司Cortex Dental Implants Industries Ltd.","驭楚（上海）贸易有限公司","c75262ec-9cf0-11eb-ac1c-fa163e311f19","种植体附件-基台","角度基台18°","MPR-5318","Ti6Al4VELI","C0702031380100007096","C07020313801000070960000089",null,null,"多牙基台",0]
[151,"J05500001","钛合金种植体系统","钛合金种植体产品系统","驭楚（上海）贸易有限公司","科特斯牙科种植体工业有限公司 Cortex Dental Implants Industries Ltd.","愈合基台","国械注进20153172386","种植体附件","国械注进20153632386","包含注册证下相关部件所有材质","不区分材质","个",27,"23a89695-a0fa-11eb-ac1c-fa163e311f19","e19bdbc6-98e7-11eb-ac1c-fa163e311f19","国械注进20153172386","种植体附件","科特斯牙科种植体工业有限公司Cortex Dental Implants Industries Ltd.","驭楚（上海）贸易有限公司","c75262ec-9cf0-11eb-ac1c-fa163e311f19","种植体附件-基台","钛基台","CO-TBR4","Ti6Al4VELI","C0702031380100007096","C07020313801000070960000092",null,null,"数字化",0]
[151,"J05500001","钛合金种植体系统","钛合金种植体产品系统","驭楚（上海）贸易有限公司","科特斯牙科种植体工业有限公司 Cortex Dental Implants Industries Ltd.","愈合基台","国械注进20153172386","种植体附件","国械注进20153632386","包含注册证下相关部件所有材质","不区分材质","个",27,"23a8c0ff-a0fa-11eb-ac1c-fa163e311f19","e19bdbc6-98e7-11eb-ac1c-fa163e311f19","国械注进20153172386","种植体附件","科特斯牙科种植体工业有限公司Cortex Dental Implants Industries Ltd.","驭楚（上海）贸易有限公司","c75262ec-9cf0-11eb-ac1c-fa163e311f19","种植体附件-基台","钛基台","MPN-TBR3","Ti6Al4VELI","C0702031380100007096","C07020313801000070960000093",null,null,"数字化",0]
[151,"J05500001","钛合金种植体系统","钛合金种植体产品系统","驭楚（上海）贸易有限公司","科特斯牙科种植体工业有限公司 Cortex Dental Implants Industries Ltd.","愈合基台","国械注进20153172386","种植体附件","国械注进20153632386","包含注册证下相关部件所有材质","不区分材质","个",27,"23a90d70-a0fa-11eb-ac1c-fa163e311f19","e19bdbc6-98e7-11eb-ac1c-fa163e311f19","国械注进20153172386","种植体附件","科特斯牙科种植体工业有限公司Cortex Dental Implants Industries Ltd.","驭楚（上海）贸易有限公司","c75262ec-9cf0-11eb-ac1c-fa163e311f19","种植体附件-基台","角度基台30°","MPN-5130","Ti6Al4VELI","C0702031380100007096","C07020313801000070960000095",null,null,"多牙基台",0]
[151,"J05500001","钛合金种植体系统","钛合金种植体产品系统","驭楚（上海）贸易有限公司","科特斯牙科种植体工业有限公司 Cortex Dental Implants Industries Ltd.","愈合基台","国械注进20153172386","种植体附件","国械注进20153632386","包含注册证下相关部件所有材质","不区分材质","个",27,"23a9a38c-a0fa-11eb-ac1c-fa163e311f19","e19bdbc6-98e7-11eb-ac1c-fa163e311f19","国械注进20153172386","种植体附件","科特斯牙科种植体工业有限公司Cortex Dental Implants Industries Ltd.","驭楚（上海）贸易有限公司","c75262ec-9cf0-11eb-ac1c-fa163e311f19","种植体附件-基台","角度基台30°","MPW-5430","Ti6Al4VELI","C0702031380100007096","C07020313801000070960000099",null,null,"多牙基台",0]
[151,"J05500001","钛合金种植体系统","钛合金种植体产品系统","驭楚（上海）贸易有限公司","科特斯牙科种植体工业有限公司 Cortex Dental Implants Industries Ltd.","愈合基台","国械注进20153172386","种植体附件","国械注进20153632386","包含注册证下相关部件所有材质","不区分材质","个",27,"23aa08b6-a0fa-11eb-ac1c-fa163e311f19","e19bdbc6-98e7-11eb-ac1c-fa163e311f19","国械注进20153172386","种植体附件","科特斯牙科种植体工业有限公司Cortex Dental Implants Industries Ltd.","驭楚（上海）贸易有限公司","c75262ec-9cf0-11eb-ac1c-fa163e311f19","种植体附件-基台","角度基台30°","MPW-5230","Ti6Al4VELI","C0702031380100007096","C07020313801000070960000103",null,null,"多牙基台",0]
[151,"J05500001","钛合金种植体系统","钛合金种植体产品系统","驭楚（上海）贸易有限公司","科特斯牙科种植体工业有限公司 Cortex Dental Implants Industries Ltd.","愈合基台","国械注进20153172386","种植体附件","国械注进20153632386","包含注册证下相关部件所有材质","不区分材质","个",27,"23aaed6b-a0fa-11eb-ac1c-fa163e311f19","e19bdbc6-98e7-11eb-ac1c-fa163e311f19","国械注进20153172386","种植体附件","科特斯牙科种植体工业有限公司Cortex Dental Implants Industries Ltd.","驭楚（上海）贸易有限公司","c75262ec-9cf0-11eb-ac1c-fa163e311f19","种植体附件-基台","角度基台18°","MPN-5118","Ti6Al4VELI","C0702031380100007096","C07020313801000070960000105",null,null,"多牙基台",0]
[151,"J05500001","钛合金种植体系统","钛合金种植体产品系统","驭楚（上海）贸易有限公司","科特斯牙科种植体工业有限公司 Cortex Dental Implants Industries Ltd.","愈合基台","国械注进20153172386","种植体附件","国械注进20153632386","包含注册证下相关部件所有材质","不区分材质","个",27,"23aaf416-a0fa-11eb-ac1c-fa163e311f19","e19bdbc6-98e7-11eb-ac1c-fa163e311f19","国械注进20153172386","种植体附件","科特斯牙科种植体工业有限公司Cortex Dental Implants Industries Ltd.","驭楚（上海）贸易有限公司","c75262ec-9cf0-11eb-ac1c-fa163e311f19","种植体附件-基台","钛基台","MPR-TBR3","Ti6Al4VELI","C0702031380100007096","C07020313801000070960000106",null,null,"数字化",0]
[151,"J05500001","钛合金种植体系统","钛合金种植体产品系统","驭楚（上海）贸易有限公司","科特斯牙科种植体工业有限公司 Cortex Dental Implants Industries Ltd.","愈合基台","国械注进20153172386","种植体附件","国械注进20153632386","包含注册证下相关部件所有材质","不区分材质","个",27,"23aaf927-a0fa-11eb-ac1c-fa163e311f19","e19bdbc6-98e7-11eb-ac1c-fa163e311f19","国械注进20153172386","种植体附件","科特斯牙科种植体工业有限公司Cortex Dental Implants Industries Ltd.","驭楚（上海）贸易有限公司","c75262ec-9cf0-11eb-ac1c-fa163e311f19","种植体附件-基台","钛基台","CO-TBR1","Ti6Al4VELI","C0702031380100007096","C07020313801000070960000107",null,null,"数字化",0]
[151,"J05500001","钛合金种植体系统","钛合金种植体产品系统","驭楚（上海）贸易有限公司","科特斯牙科种植体工业有限公司 Cortex Dental Implants Industries Ltd.","愈合基台","国械注进20153172386","种植体附件","国械注进20153632386","包含注册证下相关部件所有材质","不区分材质","个",27,"23ab2747-a0fa-11eb-ac1c-fa163e311f19","e19bdbc6-98e7-11eb-ac1c-fa163e311f19","国械注进20153172386","种植体附件","科特斯牙科种植体工业有限公司Cortex Dental Implants Industries Ltd.","驭楚（上海）贸易有限公司","c75262ec-9cf0-11eb-ac1c-fa163e311f19","种植体附件-基台","基台","CO-5500","Ti6Al4VELI","C0702031380100007096","C07020313801000070960000109",null,null,"多牙基台",0]
[151,"J05500001","钛合金种植体系统","钛合金种植体产品系统","驭楚（上海）贸易有限公司","科特斯牙科种植体工业有限公司 Cortex Dental Implants Industries Ltd.","愈合基台","国械注进20153172386","种植体附件","国械注进20153632386","包含注册证下相关部件所有材质","不区分材质","个",27,"23ac3c64-a0fa-11eb-ac1c-fa163e311f19","e19bdbc6-98e7-11eb-ac1c-fa163e311f19","国械注进20153172386","种植体附件","科特斯牙科种植体工业有限公司Cortex Dental Implants Industries Ltd.","驭楚（上海）贸易有限公司","c75262ec-9cf0-11eb-ac1c-fa163e311f19","种植体附件-基台","钛基台","CO-TBH4","Ti6Al4VELI","C0702031380100007096","C07020313801000070960000116",null,null,"数字化",0]
[151,"J05500001","钛合金种植体系统","钛合金种植体产品系统","驭楚（上海）贸易有限公司","科特斯牙科种植体工业有限公司 Cortex Dental Implants Industries Ltd.","愈合基台","国械注进20153172386","种植体附件","国械注进20153632386","包含注册证下相关部件所有材质","不区分材质","个",27,"23ac614d-a0fa-11eb-ac1c-fa163e311f19","e19bdbc6-98e7-11eb-ac1c-fa163e311f19","国械注进20153172386","种植体附件","科特斯牙科种植体工业有限公司Cortex Dental Implants Industries Ltd.","驭楚（上海）贸易有限公司","c75262ec-9cf0-11eb-ac1c-fa163e311f19","种植体附件-基台","基台","MPR-5100","Ti6Al4VELI","C0702031380100007096","C07020313801000070960000117",null,null,"多牙基台",0]
[151,"J05500001","钛合金种植体系统","钛合金种植体产品系统","驭楚（上海）贸易有限公司","科特斯牙科种植体工业有限公司 Cortex Dental Implants Industries Ltd.","愈合基台","国械注进20153172386","种植体附件","国械注进20153632386","包含注册证下相关部件所有材质","不区分材质","个",27,"23acdffb-a0fa-11eb-ac1c-fa163e311f19","e19bdbc6-98e7-11eb-ac1c-fa163e311f19","国械注进20153172386","种植体附件","科特斯牙科种植体工业有限公司Cortex Dental Implants Industries Ltd.","驭楚（上海）贸易有限公司","c75262ec-9cf0-11eb-ac1c-fa163e311f19","种植体附件-基台","角度基台30°","CO-5430","Ti6Al4VELI","C0702031380100007096","C07020313801000070960000119",null,null,"多牙基台",0]
[151,"J05500001","钛合金种植体系统","钛合金种植体产品系统","驭楚（上海）贸易有限公司","科特斯牙科种植体工业有限公司 Cortex Dental Implants Industries Ltd.","愈合基台","国械注进20153172386","种植体附件","国械注进20153632386","包含注册证下相关部件所有材质","不区分材质","个",27,"23ad2c74-a0fa-11eb-ac1c-fa163e311f19","e19bdbc6-98e7-11eb-ac1c-fa163e311f19","国械注进20153172386","种植体附件","科特斯牙科种植体工业有限公司Cortex Dental Implants Industries Ltd.","驭楚（上海）贸易有限公司","c75262ec-9cf0-11eb-ac1c-fa163e311f19","种植体附件-基台","角度基台30°","MPR-5230","Ti6Al4VELI","C0702031380100007096","C07020313801000070960000121",null,null,"多牙基台",0]
[151,"J05500001","钛合金种植体系统","钛合金种植体产品系统","驭楚（上海）贸易有限公司","科特斯牙科种植体工业有限公司 Cortex Dental Implants Industries Ltd.","愈合基台","国械注进20153172386","种植体附件","国械注进20153632386","包含注册证下相关部件所有材质","不区分材质","个",27,"23ad329f-a0fa-11eb-ac1c-fa163e311f19","e19bdbc6-98e7-11eb-ac1c-fa163e311f19","国械注进20153172386","种植体附件","科特斯牙科种植体工业有限公司Cortex Dental Implants Industries Ltd.","驭楚（上海）贸易有限公司","c75262ec-9cf0-11eb-ac1c-fa163e311f19","种植体附件-基台","角度基台30°","MPN-5230","Ti6Al4VELI","C0702031380100007096","C07020313801000070960000122",null,null,"多牙基台",0]
[151,"J05500001","钛合金种植体系统","钛合金种植体产品系统","驭楚（上海）贸易有限公司","科特斯牙科种植体工业有限公司 Cortex Dental Implants Industries Ltd.","愈合基台","国械注进20153172386","种植体附件","国械注进20153632386","包含注册证下相关部件所有材质","不区分材质","个",27,"23adc0c6-a0fa-11eb-ac1c-fa163e311f19","e19bdbc6-98e7-11eb-ac1c-fa163e311f19","国械注进20153172386","种植体附件","科特斯牙科种植体工业有限公司Cortex Dental Implants Industries Ltd.","驭楚（上海）贸易有限公司","c75262ec-9cf0-11eb-ac1c-fa163e311f19","种植体附件-基台","角度基台18°","MPW-5118","Ti6Al4VELI","C0702031380100007096","C07020313801000070960000126",null,null,"多牙基台",0]
[151,"J05500001","钛合金种植体系统","钛合金种植体产品系统","驭楚（上海）贸易有限公司","科特斯牙科种植体工业有限公司 Cortex Dental Implants Industries Ltd.","愈合基台","国械注进20153172386","种植体附件","国械注进20153632386","包含注册证下相关部件所有材质","不区分材质","个",27,"23ae3b3e-a0fa-11eb-ac1c-fa163e311f19","e19bdbc6-98e7-11eb-ac1c-fa163e311f19","国械注进20153172386","种植体附件","科特斯牙科种植体工业有限公司Cortex Dental Implants Industries Ltd.","驭楚（上海）贸易有限公司","c75262ec-9cf0-11eb-ac1c-fa163e311f19","种植体附件-基台","基台","MPN-5100","Ti6Al4VELI","C0702031380100007096","C07020313801000070960000128",null,null,"多牙基台",0]
[151,"J05500001","钛合金种植体系统","钛合金种植体产品系统","驭楚（上海）贸易有限公司","科特斯牙科种植体工业有限公司 Cortex Dental Implants Industries Ltd.","愈合基台","国械注进20153172386","种植体附件","国械注进20153632386","包含注册证下相关部件所有材质","不区分材质","个",27,"23aeb981-a0fa-11eb-ac1c-fa163e311f19","e19bdbc6-98e7-11eb-ac1c-fa163e311f19","国械注进20153172386","种植体附件","科特斯牙科种植体工业有限公司Cortex Dental Implants Industries Ltd.","驭楚（上海）贸易有限公司","c75262ec-9cf0-11eb-ac1c-fa163e311f19","种植体附件-基台","角度基台30°","MPW-5130","Ti6Al4VELI","C0702031380100007096","C07020313801000070960000131",null,null,"多牙基台",0]
[151,"J05500001","钛合金种植体系统","钛合金种植体产品系统","驭楚（上海）贸易有限公司","科特斯牙科种植体工业有限公司 Cortex Dental Implants Industries Ltd.","愈合基台","国械注进20153172386","种植体附件","国械注进20153632386","包含注册证下相关部件所有材质","不区分材质","个",27,"23af000c-a0fa-11eb-ac1c-fa163e311f19","e19bdbc6-98e7-11eb-ac1c-fa163e311f19","国械注进20153172386","种植体附件","科特斯牙科种植体工业有限公司Cortex Dental Implants Industries Ltd.","驭楚（上海）贸易有限公司","c75262ec-9cf0-11eb-ac1c-fa163e311f19","种植体附件-基台","角度基台30°","MPW-5330","Ti6Al4VELI","C0702031380100007096","C07020313801000070960000133",null,null,"多牙基台",0]
[151,"J05500001","钛合金种植体系统","钛合金种植体产品系统","驭楚（上海）贸易有限公司","科特斯牙科种植体工业有限公司 Cortex Dental Implants Industries Ltd.","愈合基台","国械注进20153172386","种植体附件","国械注进20153632386","包含注册证下相关部件所有材质","不区分材质","个",27,"23af254f-a0fa-11eb-ac1c-fa163e311f19","e19bdbc6-98e7-11eb-ac1c-fa163e311f19","国械注进20153172386","种植体附件","科特斯牙科种植体工业有限公司Cortex Dental Implants Industries Ltd.","驭楚（上海）贸易有限公司","c75262ec-9cf0-11eb-ac1c-fa163e311f19","种植体附件-基台","基台","CO-5200","Ti6Al4VELI","C0702031380100007096","C07020313801000070960000134",null,null,"多牙基台",0]
[151,"J05500001","钛合金种植体系统","钛合金种植体产品系统","驭楚（上海）贸易有限公司","科特斯牙科种植体工业有限公司 Cortex Dental Implants Industries Ltd.","愈合基台","国械注进20153172386","种植体附件","国械注进20153632386","包含注册证下相关部件所有材质","不区分材质","个",27,"23af5c8c-a0fa-11eb-ac1c-fa163e311f19","e19bdbc6-98e7-11eb-ac1c-fa163e311f19","国械注进20153172386","种植体附件","科特斯牙科种植体工业有限公司Cortex Dental Implants Industries Ltd.","驭楚（上海）贸易有限公司","c75262ec-9cf0-11eb-ac1c-fa163e311f19","种植体附件-基台","基台","CO-5300","Ti6Al4VELI","C0702031380100007096","C07020313801000070960000135",null,null,"多牙基台",0]
[151,"J05500001","钛合金种植体系统","钛合金种植体产品系统","驭楚（上海）贸易有限公司","科特斯牙科种植体工业有限公司 Cortex Dental Implants Industries Ltd.","愈合基台","国械注进20153172386","种植体附件","国械注进20153632386","包含注册证下相关部件所有材质","不区分材质","个",27,"23affd60-a0fa-11eb-ac1c-fa163e311f19","e19bdbc6-98e7-11eb-ac1c-fa163e311f19","国械注进20153172386","种植体附件","科特斯牙科种植体工业有限公司Cortex Dental Implants Industries Ltd.","驭楚（上海）贸易有限公司","c75262ec-9cf0-11eb-ac1c-fa163e311f19","种植体附件-基台","角度基台30°","CO-5530","Ti6Al4VELI","C0702031380100007096","C07020313801000070960000139",null,null,"多牙基台",0]
[151,"J05500001","钛合金种植体系统","钛合金种植体产品系统","驭楚（上海）贸易有限公司","科特斯牙科种植体工业有限公司 Cortex Dental Implants Industries Ltd.","愈合基台","国械注进20153172386","种植体附件","国械注进20153632386","包含注册证下相关部件所有材质","不区分材质","个",27,"23b09b91-a0fa-11eb-ac1c-fa163e311f19","e19bdbc6-98e7-11eb-ac1c-fa163e311f19","国械注进20153172386","种植体附件","科特斯牙科种植体工业有限公司Cortex Dental Implants Industries Ltd.","驭楚（上海）贸易有限公司","c75262ec-9cf0-11eb-ac1c-fa163e311f19","种植体附件-基台","钛基台","MPW-TBR3","Ti6Al4VELI","C0702031380100007096","C07020313801000070960000143",null,null,"数字化",0]
[151,"J05500001","钛合金种植体系统","钛合金种植体产品系统","驭楚（上海）贸易有限公司","科特斯牙科种植体工业有限公司 Cortex Dental Implants Industries Ltd.","愈合基台","国械注进20153172386","种植体附件","国械注进20153632386","包含注册证下相关部件所有材质","不区分材质","个",27,"23b1329b-a0fa-11eb-ac1c-fa163e311f19","e19bdbc6-98e7-11eb-ac1c-fa163e311f19","国械注进20153172386","种植体附件","科特斯牙科种植体工业有限公司Cortex Dental Implants Industries Ltd.","驭楚（上海）贸易有限公司","c75262ec-9cf0-11eb-ac1c-fa163e311f19","种植体附件-基台","钛基台","MPR-TBR2","Ti6Al4VELI","C0702031380100007096","C07020313801000070960000147",null,null,"数字化",0]
[151,"J05500001","钛合金种植体系统","钛合金种植体产品系统","驭楚（上海）贸易有限公司","科特斯牙科种植体工业有限公司 Cortex Dental Implants Industries Ltd.","愈合基台","国械注进20153172386","种植体附件","国械注进20153632386","包含注册证下相关部件所有材质","不区分材质","个",27,"23b157af-a0fa-11eb-ac1c-fa163e311f19","e19bdbc6-98e7-11eb-ac1c-fa163e311f19","国械注进20153172386","种植体附件","科特斯牙科种植体工业有限公司Cortex Dental Implants Industries Ltd.","驭楚（上海）贸易有限公司","c75262ec-9cf0-11eb-ac1c-fa163e311f19","种植体附件-基台","钛基台","MPR-TBH2","Ti6Al4VELI","C0702031380100007096","C07020313801000070960000148",null,null,"数字化",0]
[151,"J05500001","钛合金种植体系统","钛合金种植体产品系统","驭楚（上海）贸易有限公司","科特斯牙科种植体工业有限公司 Cortex Dental Implants Industries Ltd.","愈合基台","国械注进20153172386","种植体附件","国械注进20153632386","包含注册证下相关部件所有材质","不区分材质","个",27,"23b1e2da-a0fa-11eb-ac1c-fa163e311f19","e19bdbc6-98e7-11eb-ac1c-fa163e311f19","国械注进20153172386","种植体附件","科特斯牙科种植体工业有限公司Cortex Dental Implants Industries Ltd.","驭楚（上海）贸易有限公司","c75262ec-9cf0-11eb-ac1c-fa163e311f19","种植体附件-基台","钛基台","MPW-TBH4","Ti6Al4VELI","C0702031380100007096","C07020313801000070960000151",null,null,"数字化",0]
[151,"J05500001","钛合金种植体系统","钛合金种植体产品系统","驭楚（上海）贸易有限公司","科特斯牙科种植体工业有限公司 Cortex Dental Implants Industries Ltd.","愈合基台","国械注进20153172386","种植体附件","国械注进20153632386","包含注册证下相关部件所有材质","不区分材质","个",27,"23b2356b-a0fa-11eb-ac1c-fa163e311f19","e19bdbc6-98e7-11eb-ac1c-fa163e311f19","国械注进20153172386","种植体附件","科特斯牙科种植体工业有限公司Cortex Dental Implants Industries Ltd.","驭楚（上海）贸易有限公司","c75262ec-9cf0-11eb-ac1c-fa163e311f19","种植体附件-基台","基台","MPN-5500","Ti6Al4VELI","C0702031380100007096","C07020313801000070960000153",null,null,"多牙基台",0]
[151,"J05500001","钛合金种植体系统","钛合金种植体产品系统","驭楚（上海）贸易有限公司","科特斯牙科种植体工业有限公司 Cortex Dental Implants Industries Ltd.","愈合基台","国械注进20153172386","种植体附件","国械注进20153632386","包含注册证下相关部件所有材质","不区分材质","个",27,"23b23ebf-a0fa-11eb-ac1c-fa163e311f19","e19bdbc6-98e7-11eb-ac1c-fa163e311f19","国械注进20153172386","种植体附件","科特斯牙科种植体工业有限公司Cortex Dental Implants Industries Ltd.","驭楚（上海）贸易有限公司","c75262ec-9cf0-11eb-ac1c-fa163e311f19","种植体附件-基台","钛基台","MPR-TBH1","Ti6Al4VELI","C0702031380100007096","C07020313801000070960000155",null,null,"数字化",0]
[151,"J05500001","钛合金种植体系统","钛合金种植体产品系统","驭楚（上海）贸易有限公司","科特斯牙科种植体工业有限公司 Cortex Dental Implants Industries Ltd.","愈合基台","国械注进20153172386","种植体附件","国械注进20153632386","包含注册证下相关部件所有材质","不区分材质","个",27,"23b242d1-a0fa-11eb-ac1c-fa163e311f19","e19bdbc6-98e7-11eb-ac1c-fa163e311f19","国械注进20153172386","种植体附件","科特斯牙科种植体工业有限公司Cortex Dental Implants Industries Ltd.","驭楚（上海）贸易有限公司","c75262ec-9cf0-11eb-ac1c-fa163e311f19","种植体附件-基台","钛基台","MPN-TBH1","Ti6Al4VELI","C0702031380100007096","C07020313801000070960000156",null,null,"数字化",0]
[151,"J05500001","钛合金种植体系统","钛合金种植体产品系统","驭楚（上海）贸易有限公司","科特斯牙科种植体工业有限公司 Cortex Dental Implants Industries Ltd.","愈合基台","国械注进20153172386","种植体附件","国械注进20153632386","包含注册证下相关部件所有材质","不区分材质","个",27,"23b87ad2-a0fa-11eb-ac1c-fa163e311f19","e19bdbc6-98e7-11eb-ac1c-fa163e311f19","国械注进20153172386","种植体附件","科特斯牙科种植体工业有限公司Cortex Dental Implants Industries Ltd.","驭楚（上海）贸易有限公司","c75262ec-9cf0-11eb-ac1c-fa163e311f19","种植体附件-基台","角度基台30°","MPR-5130","Ti6Al4VELI","C0702031380100007096","C07020313801000070960000159",null,null,"多牙基台",0]
[151,"J05500001","钛合金种植体系统","钛合金种植体产品系统","驭楚（上海）贸易有限公司","科特斯牙科种植体工业有限公司 Cortex Dental Implants Industries Ltd.","愈合基台","国械注进20153172386","种植体附件","国械注进20153632386","包含注册证下相关部件所有材质","不区分材质","个",27,"23bc1068-a0fa-11eb-ac1c-fa163e311f19","e19bdbc6-98e7-11eb-ac1c-fa163e311f19","国械注进20153172386","种植体附件","科特斯牙科种植体工业有限公司Cortex Dental Implants Industries Ltd.","驭楚（上海）贸易有限公司","c75262ec-9cf0-11eb-ac1c-fa163e311f19","种植体附件-基台","角度基台18°","MPR-5118","Ti6Al4VELI","C0702031380100007096","C07020313801000070960000160",null,null,"多牙基台",0]
[151,"J05500001","钛合金种植体系统","钛合金种植体产品系统","驭楚（上海）贸易有限公司","科特斯牙科种植体工业有限公司 Cortex Dental Implants Industries Ltd.","愈合基台","国械注进20153172386","种植体附件","国械注进20153632386","包含注册证下相关部件所有材质","不区分材质","个",27,"23bccb65-a0fa-11eb-ac1c-fa163e311f19","e19bdbc6-98e7-11eb-ac1c-fa163e311f19","国械注进20153172386","种植体附件","科特斯牙科种植体工业有限公司Cortex Dental Implants Industries Ltd.","驭楚（上海）贸易有限公司","c75262ec-9cf0-11eb-ac1c-fa163e311f19","种植体附件-基台","角度基台18°","CO-5318","Ti6Al4VELI","C0702031380100007096","C07020313801000070960000165",null,null,"多牙基台",0]
[151,"J05500001","钛合金种植体系统","钛合金种植体产品系统","驭楚（上海）贸易有限公司","科特斯牙科种植体工业有限公司 Cortex Dental Implants Industries Ltd.","愈合基台","国械注进20153172386","种植体附件","国械注进20153632386","包含注册证下相关部件所有材质","不区分材质","个",27,"23bcd3a5-a0fa-11eb-ac1c-fa163e311f19","e19bdbc6-98e7-11eb-ac1c-fa163e311f19","国械注进20153172386","种植体附件","科特斯牙科种植体工业有限公司Cortex Dental Implants Industries Ltd.","驭楚（上海）贸易有限公司","c75262ec-9cf0-11eb-ac1c-fa163e311f19","种植体附件-基台","钛基台","CO-TBR3","Ti6Al4VELI","C0702031380100007096","C07020313801000070960000167",null,null,"数字化",0]
[151,"J05500001","钛合金种植体系统","钛合金种植体产品系统","驭楚（上海）贸易有限公司","科特斯牙科种植体工业有限公司 Cortex Dental Implants Industries Ltd.","愈合基台","国械注进20153172386","种植体附件","国械注进20153632386","包含注册证下相关部件所有材质","不区分材质","个",27,"23bd3602-a0fa-11eb-ac1c-fa163e311f19","e19bdbc6-98e7-11eb-ac1c-fa163e311f19","国械注进20153172386","种植体附件","科特斯牙科种植体工业有限公司Cortex Dental Implants Industries Ltd.","驭楚（上海）贸易有限公司","c75262ec-9cf0-11eb-ac1c-fa163e311f19","种植体附件-基台","钛基台","MPR-TBR4","Ti6Al4VELI","C0702031380100007096","C07020313801000070960000174",null,null,"数字化",0]
[151,"J05500001","钛合金种植体系统","钛合金种植体产品系统","驭楚（上海）贸易有限公司","科特斯牙科种植体工业有限公司 Cortex Dental Implants Industries Ltd.","愈合基台","国械注进20153172386","种植体附件","国械注进20153632386","包含注册证下相关部件所有材质","不区分材质","个",27,"23bd8373-a0fa-11eb-ac1c-fa163e311f19","e19bdbc6-98e7-11eb-ac1c-fa163e311f19","国械注进20153172386","种植体附件","科特斯牙科种植体工业有限公司Cortex Dental Implants Industries Ltd.","驭楚（上海）贸易有限公司","c75262ec-9cf0-11eb-ac1c-fa163e311f19","种植体附件-基台","角度基台30°","MPW-5530","Ti6Al4VELI","C0702031380100007096","C07020313801000070960000176",null,null,"多牙基台",0]
[151,"J05500001","钛合金种植体系统","钛合金种植体产品系统","驭楚（上海）贸易有限公司","科特斯牙科种植体工业有限公司 Cortex Dental Implants Industries Ltd.","愈合基台","国械注进20153172386","种植体附件","国械注进20153632386","包含注册证下相关部件所有材质","不区分材质","个",27,"23bdd3b6-a0fa-11eb-ac1c-fa163e311f19","e19bdbc6-98e7-11eb-ac1c-fa163e311f19","国械注进20153172386","种植体附件","科特斯牙科种植体工业有限公司Cortex Dental Implants Industries Ltd.","驭楚（上海）贸易有限公司","c75262ec-9cf0-11eb-ac1c-fa163e311f19","种植体附件-基台","钛基台","MPR-TBR1","Ti6Al4VELI","C0702031380100007096","C07020313801000070960000178",null,null,"数字化",0]
[151,"J05500001","钛合金种植体系统","钛合金种植体产品系统","驭楚（上海）贸易有限公司","科特斯牙科种植体工业有限公司 Cortex Dental Implants Industries Ltd.","愈合基台","国械注进20153172386","种植体附件","国械注进20153632386","包含注册证下相关部件所有材质","不区分材质","个",27,"23bdf764-a0fa-11eb-ac1c-fa163e311f19","e19bdbc6-98e7-11eb-ac1c-fa163e311f19","国械注进20153172386","种植体附件","科特斯牙科种植体工业有限公司Cortex Dental Implants Industries Ltd.","驭楚（上海）贸易有限公司","c75262ec-9cf0-11eb-ac1c-fa163e311f19","种植体附件-基台","基台","MU-STSST","Ti6Al4VELI","C0702031380100007096","C07020313801000070960000179",null,null,"数字化",0]
[151,"J05500001","钛合金种植体系统","钛合金种植体产品系统","驭楚（上海）贸易有限公司","科特斯牙科种植体工业有限公司 Cortex Dental Implants Industries Ltd.","愈合基台","国械注进20153172386","种植体附件","国械注进20153632386","包含注册证下相关部件所有材质","不区分材质","个",27,"23be1ce1-a0fa-11eb-ac1c-fa163e311f19","e19bdbc6-98e7-11eb-ac1c-fa163e311f19","国械注进20153172386","种植体附件","科特斯牙科种植体工业有限公司Cortex Dental Implants Industries Ltd.","驭楚（上海）贸易有限公司","c75262ec-9cf0-11eb-ac1c-fa163e311f19","种植体附件-基台","钛基台","MPW-TBH1","Ti6Al4VELI","C0702031380100007096","C07020313801000070960000180",null,null,"数字化",0]
[151,"J05500001","钛合金种植体系统","钛合金种植体产品系统","驭楚（上海）贸易有限公司","科特斯牙科种植体工业有限公司 Cortex Dental Implants Industries Ltd.","愈合基台","国械注进20153172386","种植体附件","国械注进20153632386","包含注册证下相关部件所有材质","不区分材质","个",27,"23bea312-a0fa-11eb-ac1c-fa163e311f19","e19bdbc6-98e7-11eb-ac1c-fa163e311f19","国械注进20153172386","种植体附件","科特斯牙科种植体工业有限公司Cortex Dental Implants Industries Ltd.","驭楚（上海）贸易有限公司","c75262ec-9cf0-11eb-ac1c-fa163e311f19","种植体附件-基台","钛基台","MPN-TBR1","Ti6Al4VELI","C0702031380100007096","C07020313801000070960000183",null,null,"数字化",0]
[151,"J05500001","钛合金种植体系统","钛合金种植体产品系统","驭楚（上海）贸易有限公司","科特斯牙科种植体工业有限公司 Cortex Dental Implants Industries Ltd.","愈合基台","国械注进20153172386","种植体附件","国械注进20153632386","包含注册证下相关部件所有材质","不区分材质","个",27,"23bf1d11-a0fa-11eb-ac1c-fa163e311f19","e19bdbc6-98e7-11eb-ac1c-fa163e311f19","国械注进20153172386","种植体附件","科特斯牙科种植体工业有限公司Cortex Dental Implants Industries Ltd.","驭楚（上海）贸易有限公司","c75262ec-9cf0-11eb-ac1c-fa163e311f19","种植体附件-基台","基台","MPR-5200","Ti6Al4VELI","C0702031380100007096","C07020313801000070960000186",null,null,"多牙基台",0]
[151,"J05500001","钛合金种植体系统","钛合金种植体产品系统","驭楚（上海）贸易有限公司","科特斯牙科种植体工业有限公司 Cortex Dental Implants Industries Ltd.","愈合基台","国械注进20153172386","种植体附件","国械注进20153632386","包含注册证下相关部件所有材质","不区分材质","个",27,"23bf21af-a0fa-11eb-ac1c-fa163e311f19","e19bdbc6-98e7-11eb-ac1c-fa163e311f19","国械注进20153172386","种植体附件","科特斯牙科种植体工业有限公司Cortex Dental Implants Industries Ltd.","驭楚（上海）贸易有限公司","c75262ec-9cf0-11eb-ac1c-fa163e311f19","种植体附件-基台","角度基台30°","MPN-5530","Ti6Al4VELI","C0702031380100007096","C07020313801000070960000187",null,null,"多牙基台",0]
[151,"J05500001","钛合金种植体系统","钛合金种植体产品系统","驭楚（上海）贸易有限公司","科特斯牙科种植体工业有限公司 Cortex Dental Implants Industries Ltd.","愈合基台","国械注进20153172386","种植体附件","国械注进20153632386","包含注册证下相关部件所有材质","不区分材质","个",27,"23bf2560-a0fa-11eb-ac1c-fa163e311f19","e19bdbc6-98e7-11eb-ac1c-fa163e311f19","国械注进20153172386","种植体附件","科特斯牙科种植体工业有限公司Cortex Dental Implants Industries Ltd.","驭楚（上海）贸易有限公司","c75262ec-9cf0-11eb-ac1c-fa163e311f19","种植体附件-基台","角度基台30°","CO-5130","Ti6Al4VELI","C0702031380100007096","C07020313801000070960000188",null,null,"多牙基台",0]
[151,"J05500001","钛合金种植体系统","钛合金种植体产品系统","驭楚（上海）贸易有限公司","科特斯牙科种植体工业有限公司 Cortex Dental Implants Industries Ltd.","愈合基台","国械注进20153172386","种植体附件","国械注进20153632386","包含注册证下相关部件所有材质","不区分材质","个",27,"23bf292b-a0fa-11eb-ac1c-fa163e311f19","e19bdbc6-98e7-11eb-ac1c-fa163e311f19","国械注进20153172386","种植体附件","科特斯牙科种植体工业有限公司Cortex Dental Implants Industries Ltd.","驭楚（上海）贸易有限公司","c75262ec-9cf0-11eb-ac1c-fa163e311f19","种植体附件-基台","角度基台30°","MPR-5530","Ti6Al4VELI","C0702031380100007096","C07020313801000070960000189",null,null,"多牙基台",0]
[151,"J05500001","钛合金种植体系统","钛合金种植体产品系统","驭楚（上海）贸易有限公司","科特斯牙科种植体工业有限公司 Cortex Dental Implants Industries Ltd.","愈合基台","国械注进20153172386","种植体附件","国械注进20153632386","包含注册证下相关部件所有材质","不区分材质","个",27,"23bf5082-a0fa-11eb-ac1c-fa163e311f19","e19bdbc6-98e7-11eb-ac1c-fa163e311f19","国械注进20153172386","种植体附件","科特斯牙科种植体工业有限公司Cortex Dental Implants Industries Ltd.","驭楚（上海）贸易有限公司","c75262ec-9cf0-11eb-ac1c-fa163e311f19","种植体附件-基台","基台","MPW-5300","Ti6Al4VELI","C0702031380100007096","C07020313801000070960000190",null,null,"多牙基台",0]
[151,"J05500001","钛合金种植体系统","钛合金种植体产品系统","驭楚（上海）贸易有限公司","科特斯牙科种植体工业有限公司 Cortex Dental Implants Industries Ltd.","愈合基台","国械注进20153172386","种植体附件","国械注进20153632386","包含注册证下相关部件所有材质","不区分材质","个",27,"23bf9a1f-a0fa-11eb-ac1c-fa163e311f19","e19bdbc6-98e7-11eb-ac1c-fa163e311f19","国械注进20153172386","种植体附件","科特斯牙科种植体工业有限公司Cortex Dental Implants Industries Ltd.","驭楚（上海）贸易有限公司","c75262ec-9cf0-11eb-ac1c-fa163e311f19","种植体附件-基台","钛基台","CO-TBR2","Ti6Al4VELI","C0702031380100007096","C07020313801000070960000196",null,null,"数字化",0]
[151,"J05500001","钛合金种植体系统","钛合金种植体产品系统","驭楚（上海）贸易有限公司","科特斯牙科种植体工业有限公司 Cortex Dental Implants Industries Ltd.","愈合基台","国械注进20153172386","种植体附件","国械注进20153632386","包含注册证下相关部件所有材质","不区分材质","个",27,"23bf9d9e-a0fa-11eb-ac1c-fa163e311f19","e19bdbc6-98e7-11eb-ac1c-fa163e311f19","国械注进20153172386","种植体附件","科特斯牙科种植体工业有限公司Cortex Dental Implants Industries Ltd.","驭楚（上海）贸易有限公司","c75262ec-9cf0-11eb-ac1c-fa163e311f19","种植体附件-基台","角度基台30°","MPN-5330","Ti6Al4VELI","C0702031380100007096","C07020313801000070960000197",null,null,"多牙基台",0]
[151,"J05500001","钛合金种植体系统","钛合金种植体产品系统","驭楚（上海）贸易有限公司","科特斯牙科种植体工业有限公司 Cortex Dental Implants Industries Ltd.","愈合基台","国械注进20153172386","种植体附件","国械注进20153632386","包含注册证下相关部件所有材质","不区分材质","个",27,"23bfc804-a0fa-11eb-ac1c-fa163e311f19","e19bdbc6-98e7-11eb-ac1c-fa163e311f19","国械注进20153172386","种植体附件","科特斯牙科种植体工业有限公司Cortex Dental Implants Industries Ltd.","驭楚（上海）贸易有限公司","c75262ec-9cf0-11eb-ac1c-fa163e311f19","种植体附件-基台","角度基台18°","MPW-5418","Ti6Al4VELI","C0702031380100007096","C07020313801000070960000199",null,null,"多牙基台",0]
[151,"J05500001","钛合金种植体系统","钛合金种植体产品系统","驭楚（上海）贸易有限公司","科特斯牙科种植体工业有限公司 Cortex Dental Implants Industries Ltd.","愈合基台","国械注进20153172386","种植体附件","国械注进20153632386","包含注册证下相关部件所有材质","不区分材质","个",27,"23bfd296-a0fa-11eb-ac1c-fa163e311f19","e19bdbc6-98e7-11eb-ac1c-fa163e311f19","国械注进20153172386","种植体附件","科特斯牙科种植体工业有限公司Cortex Dental Implants Industries Ltd.","驭楚（上海）贸易有限公司","c75262ec-9cf0-11eb-ac1c-fa163e311f19","种植体附件-基台","角度基台18°","MPN-5518","Ti6Al4VELI","C0702031380100007096","C07020313801000070960000201",null,null,"多牙基台",0]
[151,"J05500001","钛合金种植体系统","钛合金种植体产品系统","驭楚（上海）贸易有限公司","科特斯牙科种植体工业有限公司 Cortex Dental Implants Industries Ltd.","愈合基台","国械注进20153172386","种植体附件","国械注进20153632386","包含注册证下相关部件所有材质","不区分材质","个",27,"23bfd625-a0fa-11eb-ac1c-fa163e311f19","e19bdbc6-98e7-11eb-ac1c-fa163e311f19","国械注进20153172386","种植体附件","科特斯牙科种植体工业有限公司Cortex Dental Implants Industries Ltd.","驭楚（上海）贸易有限公司","c75262ec-9cf0-11eb-ac1c-fa163e311f19","种植体附件-基台","基台","MPW-5200","Ti6Al4VELI","C0702031380100007096","C07020313801000070960000202",null,null,"多牙基台",0]
[151,"J05500001","钛合金种植体系统","钛合金种植体产品系统","驭楚（上海）贸易有限公司","科特斯牙科种植体工业有限公司 Cortex Dental Implants Industries Ltd.","愈合基台","国械注进20153172386","种植体附件","国械注进20153632386","包含注册证下相关部件所有材质","不区分材质","个",27,"23c00a71-a0fa-11eb-ac1c-fa163e311f19","e19bdbc6-98e7-11eb-ac1c-fa163e311f19","国械注进20153172386","种植体附件","科特斯牙科种植体工业有限公司Cortex Dental Implants Industries Ltd.","驭楚（上海）贸易有限公司","c75262ec-9cf0-11eb-ac1c-fa163e311f19","种植体附件-基台","角度基台18°","CO-5518","Ti6Al4VELI","C0702031380100007096","C07020313801000070960000205",null,null,"多牙基台",0]
[151,"J05500001","钛合金种植体系统","钛合金种植体产品系统","驭楚（上海）贸易有限公司","科特斯牙科种植体工业有限公司 Cortex Dental Implants Industries Ltd.","愈合基台","国械注进20153172386","种植体附件","国械注进20153632386","包含注册证下相关部件所有材质","不区分材质","个",27,"23c0130b-a0fa-11eb-ac1c-fa163e311f19","e19bdbc6-98e7-11eb-ac1c-fa163e311f19","国械注进20153172386","种植体附件","科特斯牙科种植体工业有限公司Cortex Dental Implants Industries Ltd.","驭楚（上海）贸易有限公司","c75262ec-9cf0-11eb-ac1c-fa163e311f19","种植体附件-基台","角度基台30°","CO-5230","Ti6Al4VELI","C0702031380100007096","C07020313801000070960000207",null,null,"多牙基台",0]
[151,"J05500001","钛合金种植体系统","钛合金种植体产品系统","驭楚（上海）贸易有限公司","科特斯牙科种植体工业有限公司 Cortex Dental Implants Industries Ltd.","愈合基台","国械注进20153172386","种植体附件","国械注进20153632386","包含注册证下相关部件所有材质","不区分材质","个",27,"23c04185-a0fa-11eb-ac1c-fa163e311f19","e19bdbc6-98e7-11eb-ac1c-fa163e311f19","国械注进20153172386","种植体附件","科特斯牙科种植体工业有限公司Cortex Dental Implants Industries Ltd.","驭楚（上海）贸易有限公司","c75262ec-9cf0-11eb-ac1c-fa163e311f19","种植体附件-基台","基台","MPN-5400","Ti6Al4VELI","C0702031380100007096","C07020313801000070960000208",null,null,"多牙基台",0]
[151,"J05500001","钛合金种植体系统","钛合金种植体产品系统","驭楚（上海）贸易有限公司","科特斯牙科种植体工业有限公司 Cortex Dental Implants Industries Ltd.","愈合基台","国械注进20153172386","种植体附件","国械注进20153632386","包含注册证下相关部件所有材质","不区分材质","个",27,"23c086c6-a0fa-11eb-ac1c-fa163e311f19","e19bdbc6-98e7-11eb-ac1c-fa163e311f19","国械注进20153172386","种植体附件","科特斯牙科种植体工业有限公司Cortex Dental Implants Industries Ltd.","驭楚（上海）贸易有限公司","c75262ec-9cf0-11eb-ac1c-fa163e311f19","种植体附件-基台","基台","MPW-5100","Ti6Al4VELI","C0702031380100007096","C07020313801000070960000212",null,null,"多牙基台",0]
[151,"J05500001","钛合金种植体系统","钛合金种植体产品系统","驭楚（上海）贸易有限公司","科特斯牙科种植体工业有限公司 Cortex Dental Implants Industries Ltd.","愈合基台","国械注进20153172386","种植体附件","国械注进20153632386","包含注册证下相关部件所有材质","不区分材质","个",27,"23c08e8b-a0fa-11eb-ac1c-fa163e311f19","e19bdbc6-98e7-11eb-ac1c-fa163e311f19","国械注进20153172386","种植体附件","科特斯牙科种植体工业有限公司Cortex Dental Implants Industries Ltd.","驭楚（上海）贸易有限公司","c75262ec-9cf0-11eb-ac1c-fa163e311f19","种植体附件-基台","钛基台","MPW-TBR1","Ti6Al4VELI","C0702031380100007096","C07020313801000070960000214",null,null,"数字化",0]
[151,"J05500001","钛合金种植体系统","钛合金种植体产品系统","驭楚（上海）贸易有限公司","科特斯牙科种植体工业有限公司 Cortex Dental Implants Industries Ltd.","愈合基台","国械注进20153172386","种植体附件","国械注进20153632386","包含注册证下相关部件所有材质","不区分材质","个",27,"23c1035d-a0fa-11eb-ac1c-fa163e311f19","e19bdbc6-98e7-11eb-ac1c-fa163e311f19","国械注进20153172386","种植体附件","科特斯牙科种植体工业有限公司Cortex Dental Implants Industries Ltd.","驭楚（上海）贸易有限公司","c75262ec-9cf0-11eb-ac1c-fa163e311f19","种植体附件-基台","基台","MPN-5300","Ti6Al4VELI","C0702031380100007096","C07020313801000070960000217",null,null,"多牙基台",0]
[151,"J05500001","钛合金种植体系统","钛合金种植体产品系统","驭楚（上海）贸易有限公司","科特斯牙科种植体工业有限公司 Cortex Dental Implants Industries Ltd.","愈合基台","国械注进20153172386","种植体附件","国械注进20153632386","包含注册证下相关部件所有材质","不区分材质","个",27,"23c10ab8-a0fa-11eb-ac1c-fa163e311f19","e19bdbc6-98e7-11eb-ac1c-fa163e311f19","国械注进20153172386","种植体附件","科特斯牙科种植体工业有限公司Cortex Dental Implants Industries Ltd.","驭楚（上海）贸易有限公司","c75262ec-9cf0-11eb-ac1c-fa163e311f19","种植体附件-基台","钛基台","MPN-TBR2","Ti6Al4VELI","C0702031380100007096","C07020313801000070960000219",null,null,"数字化",0]
[151,"J05500001","钛合金种植体系统","钛合金种植体产品系统","驭楚（上海）贸易有限公司","科特斯牙科种植体工业有限公司 Cortex Dental Implants Industries Ltd.","愈合基台","国械注进20153172386","种植体附件","国械注进20153632386","包含注册证下相关部件所有材质","不区分材质","个",27,"23c10e4b-a0fa-11eb-ac1c-fa163e311f19","e19bdbc6-98e7-11eb-ac1c-fa163e311f19","国械注进20153172386","种植体附件","科特斯牙科种植体工业有限公司Cortex Dental Implants Industries Ltd.","驭楚（上海）贸易有限公司","c75262ec-9cf0-11eb-ac1c-fa163e311f19","种植体附件-基台","角度基台18°","CO-5218","Ti6Al4VELI","C0702031380100007096","C07020313801000070960000220",null,null,"多牙基台",0]
[151,"J05500001","钛合金种植体系统","钛合金种植体产品系统","驭楚（上海）贸易有限公司","科特斯牙科种植体工业有限公司 Cortex Dental Implants Industries Ltd.","愈合基台","国械注进20153172386","种植体附件","国械注进20153632386","包含注册证下相关部件所有材质","不区分材质","个",27,"23c177a6-a0fa-11eb-ac1c-fa163e311f19","e19bdbc6-98e7-11eb-ac1c-fa163e311f19","国械注进20153172386","种植体附件","科特斯牙科种植体工业有限公司Cortex Dental Implants Industries Ltd.","驭楚（上海）贸易有限公司","c75262ec-9cf0-11eb-ac1c-fa163e311f19","种植体附件-基台","钛基台","MPW-TBR4","Ti6Al4VELI","C0702031380100007096","C07020313801000070960000225",null,null,"数字化",0]
[151,"J05500001","钛合金种植体系统","钛合金种植体产品系统","驭楚（上海）贸易有限公司","科特斯牙科种植体工业有限公司 Cortex Dental Implants Industries Ltd.","愈合基台","国械注进20153172386","种植体附件","国械注进20153632386","包含注册证下相关部件所有材质","不区分材质","个",27,"23c17f02-a0fa-11eb-ac1c-fa163e311f19","e19bdbc6-98e7-11eb-ac1c-fa163e311f19","国械注进20153172386","种植体附件","科特斯牙科种植体工业有限公司Cortex Dental Implants Industries Ltd.","驭楚（上海）贸易有限公司","c75262ec-9cf0-11eb-ac1c-fa163e311f19","种植体附件-基台","角度基台30°","MPR-5430","Ti6Al4VELI","C0702031380100007096","C07020313801000070960000226",null,null,"多牙基台",0]
[151,"J05500001","钛合金种植体系统","钛合金种植体产品系统","驭楚（上海）贸易有限公司","科特斯牙科种植体工业有限公司 Cortex Dental Implants Industries Ltd.","愈合基台","国械注进20153172386","种植体附件","国械注进20153632386","包含注册证下相关部件所有材质","不区分材质","个",27,"23c18716-a0fa-11eb-ac1c-fa163e311f19","e19bdbc6-98e7-11eb-ac1c-fa163e311f19","国械注进20153172386","种植体附件","科特斯牙科种植体工业有限公司Cortex Dental Implants Industries Ltd.","驭楚（上海）贸易有限公司","c75262ec-9cf0-11eb-ac1c-fa163e311f19","种植体附件-基台","角度基台18°","MPR-5218","Ti6Al4VELI","C0702031380100007096","C07020313801000070960000228",null,null,"多牙基台",0]